## INPUTS
Orientation | Area of each floor | Form ratio | Floor height | Window to wall ratio: S | Window to wall ratio: E | Window to wall ratio: N | Window to wall ratio: W | Number of floors | Roof solar absorptance | External walls solar absorptance | Floor thickness | Floor thermal conductivity | Floor density | Floor specific heat | Roof thickness | Roof thermal conductivity | Roof density | Roof specific heat | External wall thickness | External wall thermal conductivity | External wall density | External wall specific heat | Internal partitions thickness | Type of window glass | Type of window frame | People density | Infiltration rate | Ventilation rate
12 | 240.7838 | 1.7695 | 2.6837 | 0.3939 | 0.18038 | 0.34058 | 0.1409 | 5 | 0.22522 | 0.46537 | 0.22973 | 1.0284 | 1798.5791 | 929.0591 | 0.22109 | 0.42955 | 1479.6036 | 749.5325 | 0.24944 | 0.39121 | 2471.0012 | 1080.5156 | 0.20006 | 2 | 2 | 0.070782 | 0.52027 | 6
7 | 287.8022 | 1.1636 | 2.8243 | 0.36553 | 0.11601 | 0.33494 | 0.10919 | 5 | 0.71158 | 0.26059 | 0.21477 | 1.3846 | 1788.6663 | 964.6027 | 0.20008 | 0.46585 | 1169.7939 | 988.8094 | 0.18443 | 0.31776 | 2062.7823 | 848.5063 | 0.14415 | 2 | 2 | 0.063122 | 0.71018 | 6
7 | 173.6427 | 3.1778 | 2.7333 | 0.35269 | 0.39132 | 0.18302 | 0.30472 | 4 | 0.68753 | 0.40162 | 0.15746 | 1.0634 | 1717.2702 | 1033.1892 | 0.20488 | 0.40511 | 1507.4001 | 883.1899 | 0.23896 | 0.31477 | 2553.476 | 809.6863 | 0.21082 | 2 | 1 | 0.081251 | 0.73065 | 4
12 | 169.2781 | 3.6497 | 2.5653 | 0.29162 | 0.35625 | 0.19712 | 0.14629 | 4 | 0.49962 | 0.43404 | 0.29049 | 1.093 | 1698.3269 | 1347.9589 | 0.20427 | 0.32139 | 1550.1849 | 836.3685 | 0.24305 | 0.29213 | 2270.3462 | 947.5377 | 0.1325 | 2 | 1 | 0.076395 | 0.87279 | 4
11 | 102.151 | 2.352 | 2.5441 | 0.30242 | 0.3374 | 0.21745 | 0.22794 | 5 | 0.70182 | 0.54187 | 0.23206 | 1.1955 | 1722.2952 | 1099.0551 | 0.24544 | 0.42681 | 1397.9713 | 870.4701 | 0.23007 | 0.3417 | 1965.4474 | 983.7068 | 0.14853 | 1 | 2 | 0.06284 | 0.87957 | 4
6 | 118.6634 | 1.6981 | 2.4864 | 0.23282 | 0.30243 | 0.34224 | 0.30851 | 7 | 0.50129 | 0.56762 | 0.20428 | 1.4812 | 1688.8618 | 1114.498 | 0.24942 | 0.43229 | 1274.5023 | 1102.1034 | 0.20384 | 0.27822 | 1220.7534 | 1206.9315 | 0.13808 | 1 | 2 | 0.071491 | 0.34839 | 2
11 | 113.4762 | 1.6798 | 3.291 | 0.34787 | 0.14179 | 0.28549 | 0.26139 | 5 | 0.53029 | 0.7357 | 0.24959 | 1.482 | 1784.0754 | 1068.988 | 0.22629 | 0.50563 | 1668.0371 | 1086.0522 | 0.20826 | 0.29396 | 1876.7569 | 1022.5911 | 0.20941 | 2 | 1 | 0.092372 | 0.72162 | 6
2 | 253.7232 | 1.1541 | 2.9103 | 0.28278 | 0.23455 | 0.14491 | 0.27003 | 6 | 0.50237 | 0.3276 | 0.19124 | 1.2026 | 1543.3316 | 602.1515 | 0.21796 | 0.42898 | 1528.5584 | 950.4244 | 0.15738 | 0.3139 | 1660.6528 | 706.5002 | 0.14097 | 1 | 2 | 0.090708 | 0.54331 | 2
4 | 273.9778 | 1.9266 | 3.07 | 0.36008 | 0.10065 | 0.34428 | 0.3362 | 5 | 0.69204 | 0.65783 | 0.2018 | 1.2452 | 1545.3795 | 1014.2763 | 0.24245 | 0.38272 | 1298.4201 | 1363.3367 | 0.24643 | 0.3342 | 1874.2444 | 926.9357 | 0.15273 | 1 | 2 | 0.077468 | 0.59749 | 4
3 | 299.5665 | 3.3686 | 2.773 | 0.12356 | 0.29652 | 0.35861 | 0.35846 | 6 | 0.35337 | 0.24292 | 0.20536 | 1.2335 | 1764.9773 | 811.1304 | 0.20533 | 0.43165 | 1533.7972 | 838.0507 | 0.24953 | 0.31266 | 2219.3332 | 1297.3291 | 0.15042 | 1 | 1 | 0.082784 | 0.67859 | 2
1 | 111.8479 | 2.6493 | 2.6451 | 0.29555 | 0.30114 | 0.13516 | 0.37172 | 5 | 0.409 | 0.17889 | 0.24352 | 0.95327 | 1569.3644 | 989.3783 | 0.21954 | 0.5171 | 1452.712 | 1081.1369 | 0.21517 | 0.31669 | 1863.0089 | 960.1858 | 0.1744 | 1 | 2 | 0.10536 | 0.5673 | 2
12 | 129.1087 | 1.6658 | 3.0252 | 0.38924 | 0.15631 | 0.12873 | 0.25431 | 7 | 0.59446 | 0.58321 | 0.25334 | 1.4124 | 1754.4514 | 653.6671 | 0.25413 | 0.46233 | 1694.4198 | 994.0091 | 0.22878 | 0.3457 | 1665.3419 | 935.8911 | 0.18668 | 2 | 2 | 0.069519 | 0.64824 | 0
5 | 190.5119 | 2.5245 | 3.3605 | 0.12826 | 0.37156 | 0.29972 | 0.36252 | 4 | 0.46025 | 0.4198 | 0.23771 | 1.2781 | 1757.0786 | 814.5265 | 0.28195 | 0.5258 | 1104.9864 | 975.1137 | 0.22607 | 0.31757 | 2099.5643 | 1211.986 | 0.15339 | 1 | 1 | 0.075856 | 0.56936 | 2
6 | 287.3539 | 3.4834 | 2.9134 | 0.15222 | 0.15265 | 0.11359 | 0.14979 | 7 | 0.52076 | 0.57882 | 0.17745 | 1.4128 | 1507.63 | 1280.4405 | 0.22261 | 0.48581 | 1184.3142 | 915.6111 | 0.14219 | 0.39798 | 2310.5442 | 1168.8633 | 0.13193 | 1 | 1 | 0.081142 | 0.71261 | 6
5 | 198.2427 | 4.8352 | 3.3189 | 0.29239 | 0.28057 | 0.20637 | 0.18452 | 4 | 0.59199 | 0.48216 | 0.24182 | 1.1132 | 1609.6267 | 971.6675 | 0.22902 | 0.41019 | 1574.3168 | 1105.4763 | 0.2056 | 0.24687 | 2063.9034 | 923.0097 | 0.15187 | 1 | 1 | 0.060867 | 0.63173 | 0
12 | 138.633 | 4.9515 | 3.0807 | 0.17089 | 0.30652 | 0.17577 | 0.31512 | 5 | 0.50858 | 0.54385 | 0.20682 | 1.1242 | 1508.3053 | 984.2306 | 0.20126 | 0.4639 | 1495.4946 | 876.4948 | 0.21063 | 0.38513 | 1422.347 | 1155.9159 | 0.15673 | 2 | 1 | 0.11436 | 0.64017 | 0
9 | 100.832 | 1.2347 | 3.1857 | 0.32414 | 0.36332 | 0.23264 | 0.39577 | 3 | 0.62039 | 0.43539 | 0.25725 | 1.3452 | 1573.4783 | 789.9749 | 0.20014 | 0.33492 | 1761.3574 | 781.7406 | 0.29345 | 0.38765 | 2676.4072 | 673.6501 | 0.1186 | 2 | 2 | 0.074772 | 0.58627 | 6
10 | 229.6975 | 1.9394 | 2.5353 | 0.18759 | 0.30482 | 0.38224 | 0.1122 | 6 | 0.69367 | 0.3959 | 0.21106 | 1.5304 | 1629.0174 | 880.0224 | 0.24047 | 0.50454 | 1555.2117 | 811.3529 | 0.19834 | 0.33284 | 1406.0658 | 1051.5692 | 0.13012 | 1 | 2 | 0.079717 | 0.62407 | 4
10 | 174.5681 | 2.1187 | 2.739 | 0.21902 | 0.27198 | 0.24171 | 0.13206 | 6 | 0.73672 | 0.73705 | 0.19944 | 1.2503 | 1795.765 | 1313.8992 | 0.20906 | 0.33212 | 1073.5089 | 598.3052 | 0.20056 | 0.38275 | 2021.0652 | 796.7878 | 0.16998 | 2 | 1 | 0.093572 | 0.36339 | 2
8 | 139.6963 | 4.3123 | 3.1555 | 0.23595 | 0.10942 | 0.30359 | 0.10843 | 7 | 0.11838 | 0.5637 | 0.26752 | 1.0316 | 1551.3697 | 1130.8247 | 0.23718 | 0.5046 | 1470.6145 | 778.6184 | 0.21095 | 0.34595 | 2311.7701 | 1314.2287 | 0.18941 | 2 | 1 | 0.109 | 0.75301 | 0
8 | 99.4649 | 4.8837 | 3.2372 | 0.10713 | 0.32758 | 0.32993 | 0.31274 | 5 | 0.47326 | 0.47021 | 0.29315 | 1.434 | 1727.0395 | 993.4874 | 0.24225 | 0.54949 | 1654.7224 | 847.7495 | 0.18699 | 0.42221 | 1705.2454 | 840.2819 | 0.11181 | 2 | 1 | 0.082535 | 0.59237 | 6
8 | 186.2549 | 1.0032 | 3.0063 | 0.30621 | 0.21872 | 0.13764 | 0.28605 | 6 | 0.51934 | 0.8319 | 0.28619 | 1.2852 | 1656.7309 | 927.7031 | 0.21133 | 0.45503 | 1362.7947 | 1077.2881 | 0.27181 | 0.29535 | 1980.541 | 956.8922 | 0.15281 | 2 | 1 | 0.0606 | 0.58101 | 2
9 | 211.3329 | 2.935 | 3.2041 | 0.26644 | 0.23893 | 0.18536 | 0.10329 | 5 | 0.36488 | 0.40847 | 0.24748 | 1.2187 | 1676.9749 | 1170.2947 | 0.21606 | 0.37392 | 1712.245 | 973.579 | 0.27555 | 0.36115 | 2566.054 | 1037.1044 | 0.17736 | 2 | 2 | 0.089409 | 0.6695 | 0
5 | 248.2991 | 2.9375 | 2.9196 | 0.37733 | 0.17278 | 0.37783 | 0.13832 | 4 | 0.38709 | 0.73518 | 0.2307 | 0.8929 | 1546.5736 | 827.602 | 0.21407 | 0.44729 | 1513.7391 | 883.6898 | 0.2335 | 0.29147 | 1364.2179 | 959.7867 | 0.15003 | 2 | 2 | 0.095295 | 0.7208 | 0
3 | 293.8403 | 1.5119 | 2.4565 | 0.19356 | 0.33909 | 0.31195 | 0.3676 | 4 | 0.32243 | 0.45284 | 0.2279 | 1.3154 | 1725.6645 | 851.7284 | 0.22246 | 0.40249 | 1458.9848 | 1209.0925 | 0.2706 | 0.36336 | 1932.7811 | 879.9809 | 0.15424 | 1 | 1 | 0.10303 | 0.8472 | 4
1 | 195.946 | 2.5146 | 2.4633 | 0.11256 | 0.36784 | 0.35771 | 0.19082 | 7 | 0.3067 | 0.77883 | 0.22598 | 1.3642 | 1762.433 | 975.1185 | 0.20407 | 0.36008 | 1636.6386 | 708.5964 | 0.23261 | 0.359 | 1769.5612 | 1143.8744 | 0.17417 | 2 | 1 | 0.077616 | 0.74137 | 4
8 | 168.2866 | 2.9501 | 3.1276 | 0.25787 | 0.31607 | 0.12497 | 0.3849 | 3 | 0.46011 | 0.55179 | 0.21366 | 1.4437 | 1750.9559 | 1362.2979 | 0.21937 | 0.36722 | 1101.1434 | 1028.1478 | 0.22597 | 0.19825 | 2327.5458 | 836.2912 | 0.16898 | 1 | 1 | 0.095681 | 0.50086 | 4
10 | 253.2627 | 4.2964 | 3.3501 | 0.24971 | 0.39618 | 0.18839 | 0.32164 | 3 | 0.36573 | 0.44095 | 0.1853 | 1.479 | 1588.6904 | 1344.7344 | 0.25218 | 0.5361 | 1200.3355 | 1238.2052 | 0.24322 | 0.26755 | 2787.8617 | 1066.8411 | 0.13313 | 2 | 2 | 0.085721 | 0.65888 | 4
7 | 178.494 | 3.7438 | 2.9516 | 0.33499 | 0.15428 | 0.15332 | 0.33999 | 6 | 0.70845 | 0.41285 | 0.26464 | 1.2614 | 1596.3567 | 1211.3335 | 0.20704 | 0.49065 | 1224.5011 | 1042.7255 | 0.26283 | 0.42149 | 2478.0311 | 1316.97 | 0.19332 | 1 | 2 | 0.073247 | 0.84057 | 6
3 | 221.417 | 1.0484 | 2.8826 | 0.29777 | 0.32215 | 0.22967 | 0.25299 | 6 | 0.39326 | 0.43677 | 0.15011 | 1.1484 | 1544.3123 | 902.1462 | 0.20706 | 0.49015 | 1420.2092 | 1217.4625 | 0.26405 | 0.33985 | 1538.0684 | 957.4601 | 0.18562 | 1 | 1 | 0.096852 | 0.69132 | 0
10 | 270.1189 | 1.5323 | 3.2822 | 0.39618 | 0.1576 | 0.15744 | 0.39007 | 7 | 0.28245 | 0.5748 | 0.23158 | 1.4244 | 1526.2143 | 1177.3415 | 0.24916 | 0.43605 | 1306.9936 | 996.4187 | 0.22054 | 0.26787 | 2080.5866 | 651.126 | 0.21172 | 2 | 1 | 0.087795 | 0.75891 | 4
9 | 112.4602 | 3.5696 | 2.8316 | 0.30667 | 0.18479 | 0.13989 | 0.17094 | 7 | 0.67616 | 0.30538 | 0.25793 | 0.91799 | 1531.1798 | 887.311 | 0.25159 | 0.36223 | 1345.3823 | 1123.425 | 0.24911 | 0.24319 | 2191.9241 | 1002.8378 | 0.12674 | 1 | 2 | 0.10052 | 0.61912 | 0
9 | 197.4459 | 2.6951 | 2.9374 | 0.2588 | 0.18425 | 0.33467 | 0.39723 | 5 | 0.30359 | 0.64435 | 0.16284 | 1.0547 | 1748.5812 | 989.9347 | 0.25812 | 0.46196 | 1482.9536 | 1037.8032 | 0.20335 | 0.34866 | 1653.9656 | 639.1534 | 0.10848 | 2 | 2 | 0.060348 | 0.60698 | 0
11 | 264.2951 | 1.2647 | 2.5969 | 0.28635 | 0.11207 | 0.23129 | 0.33665 | 6 | 0.37926 | 0.40326 | 0.21017 | 1.6057 | 1694.9198 | 701.0354 | 0.23769 | 0.49349 | 1173.1405 | 871.2064 | 0.11467 | 0.33768 | 1970.6339 | 869.9809 | 0.16011 | 1 | 2 | 0.088098 | 0.54991 | 6
11 | 170.9893 | 4.5192 | 3.0203 | 0.39036 | 0.21378 | 0.38559 | 0.25108 | 4 | 0.46514 | 0.41146 | 0.24135 | 1.2737 | 1711.6617 | 945.5518 | 0.25189 | 0.47976 | 1288.9603 | 1164.0701 | 0.1319 | 0.28838 | 1715.3526 | 807.4186 | 0.14832 | 2 | 2 | 0.065937 | 0.84382 | 6
10 | 120.8446 | 2.4724 | 2.465 | 0.14009 | 0.106 | 0.37127 | 0.29408 | 5 | 0.81726 | 0.46121 | 0.21223 | 1.0974 | 1687.2691 | 1235.1411 | 0.24654 | 0.53398 | 1299.2823 | 1002.3071 | 0.29416 | 0.26334 | 2174.2589 | 1193.4285 | 0.10908 | 2 | 2 | 0.092337 | 0.76987 | 2
7 | 247.6303 | 4.5118 | 3.1541 | 0.19708 | 0.20609 | 0.19059 | 0.34363 | 4 | 0.65717 | 0.42455 | 0.23304 | 1.2076 | 1637.0968 | 1040.5393 | 0.21236 | 0.46266 | 1376.9855 | 1018.2979 | 0.17031 | 0.32095 | 1526.9234 | 967.9191 | 0.1682 | 2 | 2 | 0.081319 | 0.63067 | 4
8 | 112.1747 | 2.3572 | 3.443 | 0.20442 | 0.25445 | 0.23206 | 0.30168 | 7 | 0.56319 | 0.37296 | 0.20247 | 1.201 | 1558.4399 | 1101.3456 | 0.22595 | 0.43067 | 1700.374 | 1267.4323 | 0.19498 | 0.32295 | 2277.4984 | 828.8353 | 0.17302 | 1 | 2 | 0.064528 | 0.54028 | 6
12 | 255.7515 | 3.8246 | 3.1307 | 0.3171 | 0.2629 | 0.37172 | 0.16334 | 4 | 0.55151 | 0.37671 | 0.24997 | 1.0647 | 1528.6969 | 1079.7691 | 0.2297 | 0.36142 | 1468.0105 | 948.2313 | 0.27679 | 0.28483 | 1551.7825 | 1181.9645 | 0.16355 | 2 | 2 | 0.060461 | 0.67734 | 0
7 | 242.4509 | 3.5784 | 2.529 | 0.33817 | 0.22069 | 0.15424 | 0.24139 | 4 | 0.57917 | 0.45086 | 0.27559 | 1.3439 | 1593.7179 | 1024.0404 | 0.21715 | 0.42349 | 1486.0542 | 806.9033 | 0.21824 | 0.21527 | 1530.3238 | 1075.265 | 0.16276 | 1 | 1 | 0.081647 | 0.64371 | 4
2 | 276.1106 | 3.3069 | 2.5808 | 0.1728 | 0.14722 | 0.30117 | 0.2021 | 6 | 0.66486 | 0.24631 | 0.28943 | 1.1228 | 1575.8461 | 1171.1951 | 0.21813 | 0.50132 | 1473.0316 | 925.3895 | 0.25829 | 0.33494 | 2523.9551 | 859.5533 | 0.17362 | 1 | 1 | 0.082814 | 0.61649 | 6
2 | 271.6382 | 4.7384 | 2.7295 | 0.17727 | 0.34959 | 0.1849 | 0.11078 | 4 | 0.74611 | 0.65484 | 0.15927 | 1.379 | 1560.9446 | 964.1185 | 0.23377 | 0.52207 | 1027.4803 | 624.5577 | 0.19882 | 0.34441 | 2057.4378 | 603.1642 | 0.14021 | 1 | 1 | 0.069608 | 0.65431 | 0
9 | 159.5573 | 3.4196 | 3.4245 | 0.39152 | 0.35393 | 0.31004 | 0.20757 | 7 | 0.73009 | 0.36733 | 0.27376 | 1.1402 | 1629.3035 | 1240.3527 | 0.26723 | 0.52803 | 1256.4223 | 1114.5145 | 0.17772 | 0.25633 | 2100.2055 | 917.7824 | 0.14025 | 1 | 1 | 0.094116 | 0.68405 | 0
4 | 113.172 | 2.6835 | 3.3002 | 0.39072 | 0.11748 | 0.20402 | 0.37909 | 3 | 0.32538 | 0.34249 | 0.21341 | 1.4534 | 1735.377 | 909.7609 | 0.20739 | 0.52292 | 1031.4474 | 1130.964 | 0.2003 | 0.32044 | 2018.1798 | 937.1252 | 0.1313 | 2 | 1 | 0.085264 | 0.70028 | 0
6 | 240.411 | 3.1521 | 3.0451 | 0.13914 | 0.38231 | 0.31554 | 0.17686 | 3 | 0.31259 | 0.39117 | 0.23904 | 1.4768 | 1608.2046 | 1097.2733 | 0.23499 | 0.4701 | 1118.0857 | 729.0399 | 0.19467 | 0.42815 | 2279.9695 | 1177.7751 | 0.19875 | 1 | 2 | 0.087619 | 0.59709 | 4
7 | 108.7971 | 4.5649 | 3.0286 | 0.39198 | 0.20833 | 0.11563 | 0.27817 | 3 | 0.16382 | 0.25185 | 0.26039 | 1.198 | 1555.2443 | 870.8984 | 0.26084 | 0.47879 | 1530.8371 | 575.175 | 0.16787 | 0.28406 | 1989.1523 | 1018.515 | 0.18686 | 2 | 1 | 0.10413 | 0.64886 | 6
4 | 198.6499 | 2.8993 | 3.0134 | 0.34429 | 0.39983 | 0.28679 | 0.37204 | 6 | 0.41829 | 0.62716 | 0.22594 | 1.3295 | 1709.7048 | 825.402 | 0.22944 | 0.48747 | 1447.0778 | 1113.9742 | 0.20361 | 0.23458 | 2419.2411 | 822.3196 | 0.15402 | 1 | 2 | 0.066273 | 0.82588 | 0
10 | 180.5171 | 2.8009 | 3.44 | 0.2784 | 0.26795 | 0.22519 | 0.16825 | 3 | 0.6269 | 0.36152 | 0.15362 | 1.0689 | 1749.1317 | 823.0081 | 0.2444 | 0.38598 | 1449.1838 | 1012.5625 | 0.21431 | 0.27116 | 1895.2371 | 1082.3838 | 0.13519 | 2 | 1 | 0.075916 | 0.51707 | 0
11 | 151.9602 | 3.4341 | 3.1241 | 0.18708 | 0.3397 | 0.25065 | 0.14946 | 3 | 0.16992 | 0.56914 | 0.2997 | 1.1023 | 1793.7768 | 1010.5076 | 0.22586 | 0.43498 | 1008.647 | 867.0385 | 0.25124 | 0.30152 | 1395.0474 | 807.7638 | 0.17453 | 1 | 1 | 0.076709 | 0.73188 | 6
6 | 241.3624 | 1.2678 | 2.7618 | 0.3198 | 0.33627 | 0.34332 | 0.31344 | 3 | 0.42278 | 0.2543 | 0.25827 | 1.3268 | 1742.2563 | 1111.772 | 0.23035 | 0.54784 | 1496.4402 | 1022.281 | 0.19663 | 0.27332 | 2583.4545 | 840.8485 | 0.18316 | 2 | 2 | 0.064423 | 0.68013 | 0
11 | 211.0055 | 1.1073 | 2.4459 | 0.11312 | 0.30449 | 0.39334 | 0.10701 | 5 | 0.64451 | 0.65065 | 0.24514 | 1.2842 | 1660.5996 | 833.1513 | 0.21684 | 0.41468 | 1491.9449 | 969.1208 | 0.31346 | 0.27032 | 2043.3122 | 954.8282 | 0.22203 | 2 | 2 | 0.089653 | 0.60919 | 4
2 | 196.3973 | 2.2036 | 3.4742 | 0.32217 | 0.13515 | 0.23938 | 0.31282 | 3 | 0.48873 | 0.15446 | 0.23966 | 1.3049 | 1500.7006 | 1106.4518 | 0.202 | 0.39584 | 1461.7168 | 892.1904 | 0.22407 | 0.36195 | 2596.7493 | 500.6489 | 0.16269 | 2 | 2 | 0.069103 | 0.63703 | 2
6 | 100.492 | 4.0663 | 2.922 | 0.38049 | 0.1422 | 0.27129 | 0.36523 | 6 | 0.25372 | 0.30331 | 0.22667 | 1.071 | 1531.701 | 1063.0324 | 0.24635 | 0.49897 | 1579.7818 | 1084.1502 | 0.21422 | 0.36477 | 1880.0229 | 1050.7322 | 0.17711 | 1 | 2 | 0.10163 | 0.68474 | 0
12 | 282.4019 | 4.1239 | 3.0593 | 0.25135 | 0.23106 | 0.20832 | 0.15749 | 7 | 0.25803 | 0.54078 | 0.20861 | 1.0419 | 1510.6099 | 1165.3567 | 0.24117 | 0.37119 | 1165.2528 | 669.3792 | 0.21162 | 0.32998 | 2202.4926 | 802.0155 | 0.12274 | 1 | 2 | 0.076068 | 0.62933 | 2
12 | 150.592 | 1.346 | 3.1998 | 0.29724 | 0.33448 | 0.21821 | 0.15568 | 4 | 0.60893 | 0.3486 | 0.24577 | 1.2688 | 1519.3197 | 1332.9307 | 0.24846 | 0.3677 | 1397.5663 | 928.1051 | 0.17176 | 0.25037 | 1139.221 | 1008.1691 | 0.17188 | 2 | 1 | 0.065474 | 0.3998 | 2
8 | 239.3433 | 2.2374 | 2.4213 | 0.2656 | 0.18493 | 0.18753 | 0.31864 | 7 | 0.25398 | 0.58909 | 0.2815 | 1.1004 | 1547.6103 | 780.1522 | 0.25611 | 0.3746 | 1083.096 | 1358.392 | 0.21537 | 0.31688 | 2208.0399 | 1021.9484 | 0.18511 | 2 | 2 | 0.074119 | 0.66667 | 2
4 | 99.9821 | 1.8445 | 3.3229 | 0.35766 | 0.2001 | 0.28684 | 0.23883 | 7 | 0.59748 | 0.38568 | 0.25532 | 1.3225 | 1695.9647 | 1107.5023 | 0.2839 | 0.45818 | 1572.4149 | 720.5832 | 0.27005 | 0.25892 | 2505.6789 | 1147.9867 | 0.17765 | 2 | 2 | 0.080986 | 0.74538 | 0
7 | 159.0921 | 1.0387 | 3.0983 | 0.19115 | 0.36928 | 0.28749 | 0.39857 | 3 | 0.32198 | 0.46608 | 0.26634 | 0.8691 | 1750.2714 | 1039.7468 | 0.21315 | 0.36077 | 1578.4522 | 943.2903 | 0.29931 | 0.31644 | 1749.9641 | 949.7029 | 0.099682 | 2 | 2 | 0.093127 | 0.66918 | 2
3 | 95.0781 | 3.6015 | 3.4976 | 0.10501 | 0.24844 | 0.24837 | 0.22562 | 5 | 0.65874 | 0.56327 | 0.29709 | 1.3392 | 1708.8387 | 913.2884 | 0.20067 | 0.51286 | 1291.4194 | 1213.4259 | 0.2363 | 0.35022 | 1910.3111 | 746.4481 | 0.13189 | 1 | 2 | 0.088034 | 0.61975 | 6
2 | 115.1379 | 3.8772 | 2.4718 | 0.22366 | 0.16585 | 0.22655 | 0.35712 | 3 | 0.3484 | 0.37042 | 0.27292 | 0.96809 | 1674.8546 | 1142.456 | 0.20447 | 0.45185 | 1459.6374 | 999.6659 | 0.25078 | 0.28521 | 1859.404 | 1109.8422 | 0.14513 | 1 | 2 | 0.080909 | 0.70919 | 4
8 | 138.2444 | 4.2092 | 2.7601 | 0.1694 | 0.35687 | 0.23065 | 0.24028 | 5 | 0.58511 | 0.53192 | 0.22744 | 1.224 | 1781.1421 | 737.5553 | 0.22078 | 0.48708 | 1512.124 | 738.6489 | 0.19348 | 0.36559 | 1407.9867 | 989.9914 | 0.18075 | 2 | 2 | 0.078318 | 0.70175 | 0
10 | 285.0308 | 4.4516 | 3.4891 | 0.22852 | 0.29369 | 0.23606 | 0.11409 | 5 | 0.44984 | 0.32483 | 0.27745 | 1.1189 | 1723.6471 | 913.8848 | 0.2009 | 0.46061 | 1158.7081 | 1377.0107 | 0.2987 | 0.33823 | 1623.0889 | 1318.5164 | 0.12822 | 2 | 1 | 0.080532 | 0.69729 | 0
4 | 238.3354 | 3.7249 | 3.266 | 0.25442 | 0.22337 | 0.38409 | 0.19193 | 3 | 0.4802 | 0.48676 | 0.27056 | 1.0969 | 1586.4909 | 658.4794 | 0.24335 | 0.50636 | 1593.4143 | 930.9056 | 0.19814 | 0.34213 | 1792.6515 | 787.4307 | 0.15594 | 2 | 2 | 0.069345 | 0.47642 | 2
3 | 166.7652 | 3.7612 | 3.2011 | 0.27304 | 0.37981 | 0.39765 | 0.24599 | 3 | 0.52252 | 0.39389 | 0.23223 | 1.5147 | 1645.0855 | 979.3777 | 0.22095 | 0.45867 | 1015.1366 | 956.3875 | 0.22644 | 0.42987 | 1593.3903 | 617.3814 | 0.14369 | 2 | 1 | 0.076279 | 0.52684 | 6
10 | 298.8021 | 4.3432 | 3.2162 | 0.31113 | 0.37252 | 0.17057 | 0.23163 | 7 | 0.58917 | 0.39889 | 0.22727 | 1.3144 | 1590.6447 | 1072.9324 | 0.22724 | 0.48039 | 1618.8047 | 1069.8067 | 0.22867 | 0.20665 | 2515.6726 | 1172.3676 | 0.14592 | 2 | 1 | 0.082927 | 0.66827 | 0
11 | 103.5662 | 1.0107 | 2.521 | 0.10781 | 0.38402 | 0.32463 | 0.1688 | 6 | 0.33944 | 0.55806 | 0.22656 | 1.2991 | 1538.4026 | 861.0699 | 0.26631 | 0.5514 | 1472.5204 | 1020.4655 | 0.20286 | 0.28652 | 1570.0164 | 744.6635 | 0.13917 | 1 | 1 | 0.091831 | 0.74591 | 0
6 | 199.2989 | 4.57 | 3.3579 | 0.13457 | 0.19684 | 0.37715 | 0.35382 | 3 | 0.40679 | 0.62555 | 0.24491 | 1.0533 | 1783.8172 | 1218.1957 | 0.22406 | 0.4855 | 1783.4831 | 955.0442 | 0.22508 | 0.24545 | 2294.6379 | 1000.6045 | 0.16297 | 2 | 2 | 0.071045 | 0.46645 | 2
10 | 262.4676 | 2.8536 | 3.3544 | 0.28948 | 0.25608 | 0.15395 | 0.34903 | 6 | 0.34763 | 0.4484 | 0.15354 | 1.5017 | 1727.3932 | 935.9468 | 0.21631 | 0.4146 | 1243.4149 | 1332.7578 | 0.13394 | 0.28887 | 1437.46 | 662.6143 | 0.20417 | 2 | 1 | 0.06212 | 0.59978 | 0
4 | 248.4985 | 4.3647 | 2.4765 | 0.35801 | 0.12051 | 0.39724 | 0.22832 | 6 | 0.18416 | 0.78954 | 0.15589 | 1.3264 | 1516.6471 | 1070.6508 | 0.20306 | 0.34284 | 1384.1485 | 885.8104 | 0.22229 | 0.20893 | 1462.9948 | 999.7665 | 0.14707 | 1 | 2 | 0.097754 | 0.71852 | 4
4 | 217.0733 | 4.3842 | 3.2601 | 0.16815 | 0.29228 | 0.32916 | 0.16951 | 4 | 0.66123 | 0.62602 | 0.25105 | 1.4571 | 1632.398 | 1052.1436 | 0.27001 | 0.47236 | 1401.5314 | 827.518 | 0.17391 | 0.27396 | 1807.2396 | 1213.8789 | 0.14081 | 2 | 1 | 0.10005 | 0.71378 | 0
11 | 115.6586 | 4.5485 | 2.5165 | 0.22492 | 0.18288 | 0.25192 | 0.14376 | 3 | 0.67416 | 0.43463 | 0.21503 | 1.0105 | 1738.3925 | 800.642 | 0.24738 | 0.36666 | 1347.3443 | 769.8546 | 0.31651 | 0.32789 | 1721.6693 | 717.7183 | 0.17626 | 1 | 2 | 0.10257 | 0.56702 | 4
3 | 205.2828 | 2.1098 | 3.2528 | 0.39659 | 0.19551 | 0.2898 | 0.24257 | 6 | 0.62779 | 0.64747 | 0.23867 | 0.93383 | 1771.2223 | 858.9101 | 0.21082 | 0.45597 | 1350.7615 | 1070.1491 | 0.22 | 0.33184 | 1929.077 | 928.642 | 0.15912 | 1 | 2 | 0.073682 | 0.67083 | 6
10 | 278.5317 | 1.3409 | 3.267 | 0.15535 | 0.13324 | 0.13441 | 0.38145 | 4 | 0.49049 | 0.35347 | 0.21449 | 1.2817 | 1752.271 | 799.442 | 0.24037 | 0.40046 | 1276.6204 | 1319.4175 | 0.21533 | 0.40408 | 2065.0523 | 965.257 | 0.13649 | 2 | 1 | 0.072831 | 0.75002 | 0
10 | 147.9553 | 1.0174 | 2.445 | 0.3167 | 0.14626 | 0.14069 | 0.33418 | 6 | 0.53997 | 0.64366 | 0.2977 | 1.4896 | 1541.5257 | 1160.0471 | 0.21086 | 0.42289 | 1389.0854 | 1044.4497 | 0.23451 | 0.32679 | 2029.8221 | 556.7612 | 0.16133 | 2 | 2 | 0.10276 | 0.49936 | 4
1 | 173.419 | 4.7455 | 2.8575 | 0.11129 | 0.14954 | 0.33689 | 0.39517 | 7 | 0.43366 | 0.63169 | 0.2164 | 1.2819 | 1713.5188 | 736.035 | 0.23993 | 0.43742 | 1368.0066 | 902.914 | 0.16265 | 0.27954 | 1765.5145 | 1078.4216 | 0.19278 | 2 | 2 | 0.12122 | 0.79337 | 0
7 | 147.6529 | 3.9676 | 2.6225 | 0.15035 | 0.19571 | 0.25583 | 0.10639 | 4 | 0.68033 | 0.42646 | 0.17664 | 1.433 | 1562.6532 | 683.5566 | 0.20059 | 0.41922 | 1475.7293 | 1235.0695 | 0.19537 | 0.17176 | 2628.4967 | 912.9016 | 0.14124 | 2 | 1 | 0.10817 | 0.77642 | 2
2 | 177.1129 | 4.3704 | 3.0638 | 0.29574 | 0.35277 | 0.35411 | 0.26679 | 6 | 0.73288 | 0.5302 | 0.22863 | 0.97213 | 1789.3685 | 1150.4212 | 0.25333 | 0.3956 | 1403.8746 | 909.0458 | 0.13567 | 0.35083 | 1967.9435 | 886.5339 | 0.13628 | 1 | 1 | 0.059719 | 0.68066 | 6
6 | 235.5767 | 1.5667 | 3.1217 | 0.278 | 0.30057 | 0.13886 | 0.24837 | 5 | 0.5903 | 0.49727 | 0.20834 | 0.97599 | 1764.3748 | 583.4065 | 0.25137 | 0.38378 | 1057.7556 | 1001.3014 | 0.24859 | 0.24757 | 1919.2272 | 895.4171 | 0.1104 | 2 | 2 | 0.074008 | 0.73504 | 6
10 | 284.3138 | 3.8505 | 2.9586 | 0.29614 | 0.32776 | 0.11966 | 0.38056 | 4 | 0.64844 | 0.50279 | 0.202 | 1.6105 | 1506.8416 | 703.2061 | 0.25412 | 0.39209 | 1185.1284 | 733.6464 | 0.25049 | 0.37392 | 2274.4166 | 845.8602 | 0.17107 | 1 | 1 | 0.084511 | 0.70558 | 6
4 | 130.4298 | 3.837 | 2.7025 | 0.23023 | 0.14154 | 0.14949 | 0.29631 | 7 | 0.11501 | 0.27133 | 0.25254 | 1.3472 | 1736.7645 | 1090.3009 | 0.24378 | 0.50602 | 1408.0168 | 1203.6611 | 0.20445 | 0.2316 | 1889.9585 | 968.7726 | 0.11754 | 2 | 1 | 0.091036 | 0.73441 | 6
1 | 280.2171 | 2.5431 | 2.6655 | 0.15811 | 0.32937 | 0.15783 | 0.37129 | 6 | 0.70494 | 0.41038 | 0.20858 | 1.575 | 1683.4652 | 973.2245 | 0.24994 | 0.53295 | 1582.0615 | 1061.9016 | 0.244 | 0.32391 | 1901.1048 | 741.1893 | 0.18632 | 2 | 2 | 0.085181 | 0.68578 | 2
7 | 238.1072 | 3.3411 | 2.688 | 0.16203 | 0.2604 | 0.26418 | 0.22097 | 3 | 0.2172 | 0.31241 | 0.17712 | 1.2764 | 1663.876 | 1087.3199 | 0.22164 | 0.49429 | 1036.3474 | 1125.9143 | 0.23572 | 0.2038 | 2088.1248 | 1020.3255 | 0.16006 | 2 | 1 | 0.10214 | 0.53113 | 6
11 | 246.1887 | 2.538 | 2.8822 | 0.20122 | 0.34915 | 0.34531 | 0.39431 | 6 | 0.54086 | 0.51409 | 0.20562 | 1.2035 | 1763.5521 | 778.518 | 0.2633 | 0.54502 | 1606.0084 | 873.0637 | 0.28272 | 0.34654 | 2666.6944 | 1026.7304 | 0.1714 | 2 | 2 | 0.049411 | 0.7153 | 0
5 | 172.3947 | 3.5117 | 2.7352 | 0.31272 | 0.30198 | 0.10669 | 0.28681 | 4 | 0.55064 | 0.56472 | 0.25511 | 1.4873 | 1656.4928 | 1210.0776 | 0.25718 | 0.36307 | 1278.8563 | 1040.681 | 0.14067 | 0.28067 | 2190.3379 | 1008.6966 | 0.15528 | 2 | 1 | 0.096581 | 0.54596 | 0
7 | 266.2992 | 3.8184 | 2.4967 | 0.13343 | 0.22679 | 0.15595 | 0.15487 | 5 | 0.67113 | 0.47925 | 0.17678 | 1.132 | 1700.6434 | 1166.0301 | 0.23238 | 0.53465 | 1387.5971 | 935.8026 | 0.22132 | 0.42046 | 2159.0675 | 1023.6871 | 0.10777 | 2 | 1 | 0.038513 | 0.68221 | 6
2 | 222.9244 | 2.5276 | 2.6279 | 0.26739 | 0.33588 | 0.25323 | 0.13875 | 4 | 0.56817 | 0.67681 | 0.20576 | 1.0115 | 1783.2829 | 1069.9546 | 0.21542 | 0.41984 | 1222.0771 | 1294.058 | 0.31151 | 0.36938 | 2201.3907 | 1043.4971 | 0.1877 | 1 | 2 | 0.051366 | 0.77287 | 4
4 | 268.7117 | 2.5624 | 2.6072 | 0.34978 | 0.17456 | 0.25538 | 0.39706 | 3 | 0.51996 | 0.37837 | 0.25423 | 1.2355 | 1715.839 | 1041.0914 | 0.23122 | 0.39984 | 1163.226 | 753.0409 | 0.25543 | 0.22652 | 2010.898 | 1032.4641 | 0.15704 | 2 | 1 | 0.065577 | 0.55115 | 6
5 | 108.5722 | 2.4261 | 2.4998 | 0.12097 | 0.32642 | 0.39615 | 0.1856 | 3 | 0.51814 | 0.34473 | 0.20376 | 1.3284 | 1598.8596 | 1480.6521 | 0.24058 | 0.45141 | 1433.4028 | 771.6551 | 0.2295 | 0.32781 | 2039.2024 | 1355.3679 | 0.13701 | 1 | 2 | 0.095152 | 0.64288 | 2
7 | 96.0791 | 4.1382 | 3.1161 | 0.12476 | 0.2283 | 0.39838 | 0.35216 | 3 | 0.82774 | 0.28524 | 0.19009 | 0.78475 | 1589.9528 | 663.1533 | 0.22225 | 0.31632 | 1638.7438 | 1015.899 | 0.22111 | 0.29502 | 1835.7971 | 1141.8443 | 0.17342 | 2 | 1 | 0.073914 | 0.77448 | 6
1 | 92.7255 | 1.442 | 2.6585 | 0.1385 | 0.32857 | 0.1709 | 0.17726 | 3 | 0.29206 | 0.68749 | 0.27584 | 1.5834 | 1561.4707 | 1136.8441 | 0.20979 | 0.42567 | 1641.3701 | 942.9272 | 0.28932 | 0.26361 | 1576.2908 | 1087.8423 | 0.11463 | 1 | 1 | 0.078189 | 0.56793 | 0
11 | 262.5633 | 3.6948 | 3.452 | 0.11613 | 0.153 | 0.1826 | 0.34945 | 4 | 0.53889 | 0.22772 | 0.2315 | 0.94071 | 1669.7933 | 1072.1511 | 0.22992 | 0.40822 | 1072.8325 | 746.0492 | 0.20596 | 0.30804 | 1910.9389 | 931.3088 | 0.13405 | 1 | 2 | 0.053315 | 0.83346 | 2
2 | 111.7884 | 4.6734 | 2.5764 | 0.18808 | 0.2022 | 0.18417 | 0.28922 | 3 | 0.46318 | 0.70446 | 0.19344 | 1.2218 | 1741.5183 | 1251.8099 | 0.27092 | 0.52933 | 1403.9955 | 854.2169 | 0.20724 | 0.28021 | 2001.7396 | 871.4424 | 0.1231 | 1 | 1 | 0.072048 | 0.603 | 4
12 | 161.5382 | 4.2707 | 2.8501 | 0.16849 | 0.31874 | 0.27649 | 0.20385 | 6 | 0.21911 | 0.22612 | 0.19239 | 0.996 | 1683.1255 | 1095.6311 | 0.23108 | 0.39023 | 1704.8042 | 1054.043 | 0.2176 | 0.32874 | 2648.9909 | 1340.4642 | 0.19673 | 1 | 2 | 0.058637 | 0.47952 | 6
12 | 175.4853 | 1.8617 | 2.8618 | 0.37298 | 0.21312 | 0.16682 | 0.10753 | 5 | 0.39229 | 0.85739 | 0.20439 | 1.5043 | 1627.5902 | 739.8086 | 0.28224 | 0.41054 | 1289.8542 | 1013.6784 | 0.12958 | 0.31129 | 1575.2297 | 1130.8253 | 0.071736 | 2 | 1 | 0.076724 | 0.76846 | 2
7 | 298.0704 | 3.3273 | 3.061 | 0.20861 | 0.12821 | 0.23707 | 0.29302 | 4 | 0.74992 | 0.50705 | 0.26947 | 1.3215 | 1605.0314 | 956.0997 | 0.21177 | 0.52983 | 1609.0433 | 895.4856 | 0.1893 | 0.38716 | 1632.2719 | 797.9541 | 0.17286 | 1 | 2 | 0.10392 | 0.73908 | 6
2 | 296.0775 | 3.462 | 2.8773 | 0.28545 | 0.11584 | 0.20017 | 0.39194 | 6 | 0.26061 | 0.48396 | 0.24678 | 1.1637 | 1772.8715 | 1262.696 | 0.21636 | 0.33578 | 1114.0048 | 1026.2849 | 0.18262 | 0.27589 | 1534.2705 | 860.8672 | 0.14457 | 2 | 1 | 0.090137 | 0.67507 | 0
12 | 138.8935 | 3.2258 | 3.3876 | 0.2405 | 0.17543 | 0.10636 | 0.29873 | 6 | 0.57036 | 0.48071 | 0.22622 | 1.1304 | 1543.5381 | 810.8305 | 0.20155 | 0.34872 | 1319.6317 | 1196.5922 | 0.18517 | 0.34349 | 2367.7305 | 1013.8106 | 0.14811 | 1 | 2 | 0.078553 | 0.52549 | 2
6 | 167.753 | 2.3733 | 2.4145 | 0.31479 | 0.3313 | 0.20966 | 0.34816 | 3 | 0.47295 | 0.409 | 0.16802 | 1.2641 | 1594.5871 | 758.965 | 0.20326 | 0.46907 | 1268.1883 | 932.8574 | 0.19952 | 0.41258 | 2076.4615 | 798.5282 | 0.10151 | 2 | 1 | 0.067381 | 0.71675 | 0
4 | 133.7374 | 1.5991 | 3.1473 | 0.3859 | 0.33664 | 0.27038 | 0.30281 | 3 | 0.82727 | 0.42604 | 0.16594 | 1.2495 | 1559.5741 | 998.1609 | 0.20773 | 0.46818 | 1285.322 | 1090.4567 | 0.25346 | 0.28188 | 1946.0253 | 1215.19 | 0.17166 | 1 | 2 | 0.076491 | 0.69188 | 6
9 | 130.8457 | 2.057 | 3.4393 | 0.15649 | 0.29977 | 0.28516 | 0.29544 | 7 | 0.85671 | 0.86371 | 0.2185 | 1.5201 | 1750.7995 | 968.0816 | 0.2361 | 0.50818 | 1422.5627 | 1142.3014 | 0.20427 | 0.28293 | 1871.1228 | 1119.9631 | 0.18134 | 2 | 1 | 0.084132 | 0.73725 | 2
9 | 220.72 | 3.7107 | 3.1099 | 0.27229 | 0.32569 | 0.1569 | 0.28132 | 3 | 0.67912 | 0.88505 | 0.22893 | 1.1424 | 1637.6811 | 1178.725 | 0.21722 | 0.36108 | 1356.7835 | 930.4499 | 0.18739 | 0.34148 | 2293.2049 | 1056.0618 | 0.15543 | 2 | 2 | 0.076132 | 0.69402 | 0
4 | 288.2684 | 3.2468 | 3.0408 | 0.32198 | 0.31346 | 0.32944 | 0.11669 | 4 | 0.4972 | 0.2398 | 0.16068 | 1.7211 | 1785.0514 | 679.446 | 0.20295 | 0.48171 | 1143.2818 | 1417.4413 | 0.18474 | 0.40854 | 1737.1124 | 943.0234 | 0.12734 | 2 | 1 | 0.068648 | 0.7533 | 2
7 | 125.3704 | 2.2817 | 2.9713 | 0.19785 | 0.205 | 0.17484 | 0.27578 | 5 | 0.68778 | 0.47363 | 0.24215 | 1.2809 | 1501.9387 | 750.9919 | 0.27387 | 0.35035 | 1696.4628 | 1067.9666 | 0.2409 | 0.24045 | 1315.5312 | 1017.2895 | 0.18844 | 1 | 1 | 0.08001 | 0.433 | 6
5 | 271.8987 | 4.4612 | 2.8192 | 0.31938 | 0.34123 | 0.24155 | 0.12747 | 3 | 0.71458 | 0.53435 | 0.25038 | 1.2557 | 1537.5567 | 1420.0818 | 0.21557 | 0.52051 | 1366.9579 | 539.2812 | 0.21108 | 0.3774 | 1579.7556 | 890.469 | 0.19078 | 2 | 2 | 0.096743 | 0.73248 | 6
9 | 249.9387 | 2.5899 | 3.3556 | 0.28647 | 0.17796 | 0.13948 | 0.26104 | 4 | 0.50346 | 0.41799 | 0.27862 | 1.4069 | 1772.1499 | 681.0127 | 0.26209 | 0.44891 | 1720.9773 | 1426.7084 | 0.25276 | 0.34524 | 2373.7645 | 1232.8165 | 0.16931 | 1 | 2 | 0.098906 | 0.7561 | 4
11 | 171.6944 | 1.9092 | 3.0835 | 0.36644 | 0.26858 | 0.23445 | 0.29499 | 5 | 0.51577 | 0.39304 | 0.23829 | 1.0337 | 1556.4692 | 868.6576 | 0.21593 | 0.46782 | 1341.348 | 1098.2791 | 0.21665 | 0.40111 | 1599.069 | 1007.5886 | 0.11536 | 2 | 1 | 0.08708 | 0.60802 | 2
8 | 148.9745 | 1.3343 | 3.1818 | 0.22016 | 0.22085 | 0.38894 | 0.39216 | 5 | 0.31683 | 0.44143 | 0.21514 | 1.5666 | 1631.2441 | 1272.498 | 0.24777 | 0.425 | 1330.7898 | 1097.8405 | 0.29299 | 0.3003 | 2246.3731 | 761.5042 | 0.13997 | 1 | 1 | 0.086662 | 0.52081 | 2
4 | 260.2956 | 1.4845 | 3.454 | 0.18877 | 0.26098 | 0.16809 | 0.14835 | 5 | 0.5856 | 0.63662 | 0.19815 | 1.3687 | 1595.9134 | 1152.8486 | 0.20294 | 0.43953 | 1481.3732 | 610.4794 | 0.32177 | 0.2409 | 2183.0275 | 774.8541 | 0.17418 | 2 | 1 | 0.10735 | 0.42338 | 4
9 | 158.8786 | 2.0927 | 2.663 | 0.38119 | 0.3878 | 0.23018 | 0.27321 | 5 | 0.3446 | 0.33303 | 0.2234 | 0.95568 | 1725.7964 | 767.485 | 0.22205 | 0.47045 | 1272.2776 | 1183.7141 | 0.17255 | 0.2509 | 1864.3007 | 1149.3152 | 0.16683 | 1 | 2 | 0.077859 | 0.49627 | 2
1 | 170.843 | 4.4006 | 3.2077 | 0.19823 | 0.25042 | 0.28586 | 0.15936 | 5 | 0.78157 | 0.10432 | 0.27097 | 1.3573 | 1557.1273 | 901.1232 | 0.2454 | 0.40724 | 1372.9358 | 899.3319 | 0.22199 | 0.31794 | 2318.8745 | 1350.9948 | 0.1428 | 1 | 1 | 0.094811 | 0.5913 | 4
12 | 289.387 | 3.6557 | 2.63 | 0.39925 | 0.13652 | 0.215 | 0.11971 | 3 | 0.86528 | 0.50323 | 0.23998 | 1.474 | 1710.7861 | 1104.6249 | 0.21997 | 0.47626 | 1327.4871 | 801.6109 | 0.25331 | 0.34295 | 2255.7641 | 1091.7669 | 0.15477 | 1 | 1 | 0.079589 | 0.87351 | 0
9 | 181.3091 | 4.7688 | 2.8968 | 0.39094 | 0.22911 | 0.18902 | 0.34008 | 7 | 0.73871 | 0.40265 | 0.2844 | 1.3083 | 1565.8798 | 1292.3469 | 0.22336 | 0.38039 | 1411.1646 | 890.7625 | 0.22047 | 0.29202 | 1476.0525 | 962.5575 | 0.17504 | 1 | 1 | 0.10974 | 0.77157 | 2
3 | 193.853 | 4.7898 | 2.776 | 0.32528 | 0.37357 | 0.34579 | 0.32598 | 3 | 0.50754 | 0.46882 | 0.24246 | 1.3059 | 1684.0006 | 1412.0634 | 0.20809 | 0.5309 | 1441.6874 | 921.9595 | 0.17223 | 0.37374 | 2354.1937 | 862.9911 | 0.15632 | 2 | 1 | 0.079044 | 0.4497 | 0
9 | 102.8548 | 2.7856 | 3.1395 | 0.14974 | 0.37695 | 0.25134 | 0.31814 | 6 | 0.41936 | 0.72827 | 0.2566 | 1.1077 | 1661.6162 | 847.1575 | 0.28686 | 0.48931 | 1310.017 | 899.8869 | 0.25484 | 0.29039 | 1386.1586 | 1209.931 | 0.18173 | 2 | 1 | 0.088798 | 0.61298 | 6
2 | 156.0497 | 3.1051 | 3.4856 | 0.34252 | 0.12751 | 0.38803 | 0.18274 | 3 | 0.68127 | 0.12047 | 0.21437 | 1.5573 | 1530.3091 | 1058.8957 | 0.22217 | 0.31726 | 1788.2221 | 1019.282 | 0.27344 | 0.24954 | 1955.8491 | 888.128 | 0.16304 | 1 | 1 | 0.057785 | 0.53932 | 6
2 | 118.288 | 1.1884 | 3.1435 | 0.39317 | 0.33821 | 0.3912 | 0.2558 | 4 | 0.23165 | 0.69491 | 0.20803 | 1.4344 | 1689.9279 | 769.9845 | 0.21266 | 0.41142 | 1442.6529 | 1167.0311 | 0.27456 | 0.39501 | 2389.041 | 1094.8978 | 0.09565 | 1 | 2 | 0.076583 | 0.72988 | 6
8 | 94.8992 | 4.5325 | 2.5596 | 0.21571 | 0.30318 | 0.12903 | 0.22917 | 7 | 0.25078 | 0.44492 | 0.20289 | 1.0995 | 1775.5913 | 850.8502 | 0.25552 | 0.48657 | 1482.7773 | 923.6107 | 0.23837 | 0.42329 | 2784.6579 | 1203.2646 | 0.13325 | 1 | 1 | 0.089257 | 0.37674 | 2
3 | 120.5417 | 2.2974 | 2.9162 | 0.13744 | 0.36605 | 0.2777 | 0.35938 | 7 | 0.57138 | 0.52148 | 0.26002 | 0.98473 | 1650.5571 | 924.8456 | 0.3043 | 0.43975 | 1035.5977 | 1060.4683 | 0.26773 | 0.2531 | 2197.0446 | 1049.1099 | 0.1152 | 2 | 2 | 0.073045 | 0.74394 | 6
6 | 153.7386 | 3.0236 | 2.4336 | 0.25937 | 0.35771 | 0.34768 | 0.32632 | 4 | 0.29566 | 0.67213 | 0.22568 | 1.2888 | 1635.6982 | 1116.5318 | 0.22281 | 0.44626 | 1701.8804 | 1050.5758 | 0.20965 | 0.44237 | 2022.7397 | 697.2799 | 0.1343 | 1 | 2 | 0.088628 | 0.82498 | 0
2 | 142.0737 | 3.4769 | 2.7976 | 0.28918 | 0.15446 | 0.33743 | 0.21507 | 3 | 0.84398 | 0.80406 | 0.19273 | 1.4905 | 1546.6882 | 835.5187 | 0.2254 | 0.39161 | 1484.5014 | 851.7233 | 0.24927 | 0.2382 | 2284.0581 | 1004.4925 | 0.17692 | 2 | 1 | 0.078741 | 0.75841 | 0
11 | 228.3653 | 3.4394 | 2.7709 | 0.33647 | 0.3212 | 0.2337 | 0.29005 | 4 | 0.22577 | 0.30929 | 0.21355 | 1.0796 | 1701.591 | 1060.2598 | 0.264 | 0.46315 | 1374.3947 | 1157.7607 | 0.16499 | 0.33856 | 1829.8433 | 1006.0559 | 0.14906 | 2 | 2 | 0.045514 | 0.48879 | 2
5 | 170.1234 | 2.2359 | 3.4257 | 0.12121 | 0.16011 | 0.16374 | 0.20153 | 3 | 0.54261 | 0.8367 | 0.19622 | 0.90742 | 1613.7703 | 836.4352 | 0.25306 | 0.47333 | 1117.2251 | 961.9629 | 0.20804 | 0.32016 | 2287.9847 | 782.7964 | 0.15873 | 2 | 1 | 0.064453 | 0.72312 | 4
12 | 251.657 | 3.9193 | 2.7555 | 0.20715 | 0.25851 | 0.13003 | 0.29809 | 6 | 0.58329 | 0.6736 | 0.2129 | 1.0769 | 1667.5745 | 1044.3162 | 0.23081 | 0.45978 | 1295.765 | 819.2582 | 0.25805 | 0.18679 | 1819.8506 | 1135.5645 | 0.18115 | 1 | 1 | 0.077072 | 0.64186 | 2
10 | 129.3158 | 4.1805 | 3.1082 | 0.36138 | 0.24202 | 0.15927 | 0.21531 | 3 | 0.48565 | 0.56191 | 0.24658 | 1.7586 | 1567.7066 | 1121.2797 | 0.24195 | 0.42444 | 1266.9531 | 901.5353 | 0.19863 | 0.37822 | 1881.952 | 1288.9742 | 0.15789 | 1 | 2 | 0.10144 | 0.58261 | 6
5 | 263.1053 | 4.9368 | 3.2099 | 0.30522 | 0.38665 | 0.32259 | 0.12942 | 5 | 0.69298 | 0.43039 | 0.21539 | 0.83124 | 1655.6665 | 881.7945 | 0.25018 | 0.5055 | 1227.6731 | 1175.2848 | 0.24256 | 0.2436 | 1783.9449 | 786.2384 | 0.21748 | 2 | 1 | 0.10501 | 0.62812 | 4
4 | 93.9809 | 2.9573 | 2.6366 | 0.26554 | 0.27896 | 0.19351 | 0.26681 | 7 | 0.44406 | 0.62796 | 0.23671 | 1.7026 | 1553.1714 | 755.7405 | 0.2166 | 0.45324 | 1168.0886 | 1247.8859 | 0.33538 | 0.28697 | 1749.3704 | 927.915 | 0.12894 | 1 | 1 | 0.082179 | 0.62635 | 4
11 | 216.2865 | 3.1938 | 2.8199 | 0.37989 | 0.38521 | 0.1455 | 0.3008 | 7 | 0.20821 | 0.70719 | 0.192 | 1.1996 | 1601.5259 | 1181.0153 | 0.26409 | 0.40639 | 1499.686 | 1210.8524 | 0.23442 | 0.28264 | 2332.1216 | 889.0058 | 0.20075 | 2 | 1 | 0.08435 | 0.64066 | 6
3 | 153.4541 | 3.7255 | 2.531 | 0.1927 | 0.30624 | 0.22479 | 0.22216 | 5 | 0.3363 | 0.48474 | 0.16307 | 1.2057 | 1793.5862 | 1009.3641 | 0.26308 | 0.36684 | 1208.7318 | 1261.2438 | 0.13932 | 0.24492 | 1729.7956 | 1031.325 | 0.11686 | 2 | 2 | 0.099925 | 0.67981 | 2
10 | 126.6433 | 1.3229 | 2.5419 | 0.33907 | 0.22122 | 0.17368 | 0.28384 | 6 | 0.44005 | 0.49641 | 0.22914 | 1.423 | 1622.8767 | 741.3247 | 0.22767 | 0.51236 | 1178.0398 | 1174.8749 | 0.25145 | 0.39744 | 2171.4191 | 956.5222 | 0.12053 | 1 | 2 | 0.079758 | 0.67336 | 0
1 | 94.7286 | 1.42 | 3.1583 | 0.21348 | 0.14109 | 0.24373 | 0.23722 | 3 | 0.63395 | 0.1819 | 0.16601 | 1.0961 | 1699.8799 | 981.4679 | 0.20998 | 0.55963 | 1409.6041 | 968.0674 | 0.18289 | 0.28458 | 2458.5366 | 1269.1992 | 0.16452 | 2 | 1 | 0.066465 | 0.60354 | 0
4 | 266.4054 | 2.7593 | 3.199 | 0.38242 | 0.24553 | 0.36908 | 0.15991 | 6 | 0.35061 | 0.70227 | 0.21751 | 1.0922 | 1534.3582 | 1132.1959 | 0.23395 | 0.47458 | 1085.5433 | 905.4411 | 0.1707 | 0.35563 | 2307.4066 | 958.7717 | 0.15332 | 1 | 1 | 0.088351 | 0.62461 | 4
4 | 245.6529 | 2.277 | 2.8584 | 0.17865 | 0.38033 | 0.2218 | 0.21742 | 4 | 0.46903 | 0.49238 | 0.2169 | 1.3309 | 1649.6801 | 705.3849 | 0.2219 | 0.4391 | 1580.8317 | 927.6827 | 0.14994 | 0.21849 | 2426.993 | 911.8995 | 0.21023 | 1 | 1 | 0.09398 | 0.86275 | 0
6 | 257.8314 | 4.4916 | 2.4075 | 0.26491 | 0.35989 | 0.34286 | 0.37483 | 5 | 0.34117 | 0.509 | 0.22495 | 1.5629 | 1724.4932 | 1018.5363 | 0.24818 | 0.55751 | 1405.9823 | 1004.8896 | 0.23778 | 0.24196 | 1960.2586 | 1116.7548 | 0.17512 | 2 | 2 | 0.0868 | 0.73856 | 2
6 | 294.7281 | 3.1234 | 2.7834 | 0.35877 | 0.18796 | 0.10421 | 0.15009 | 3 | 0.39164 | 0.63887 | 0.17092 | 1.083 | 1580.691 | 957.778 | 0.22547 | 0.34534 | 1527.2706 | 1199.8161 | 0.30588 | 0.25964 | 1764.8581 | 910.027 | 0.13217 | 1 | 2 | 0.080452 | 0.94374 | 0
10 | 155.5043 | 3.4655 | 3.0385 | 0.30086 | 0.1943 | 0.10946 | 0.39542 | 4 | 0.71265 | 0.70353 | 0.26122 | 1.1595 | 1554.4592 | 815.8907 | 0.22442 | 0.37921 | 1299.8655 | 752.0532 | 0.17122 | 0.41067 | 1275.3774 | 1025.5521 | 0.16753 | 1 | 2 | 0.10229 | 0.40786 | 2
8 | 150.1439 | 1.8372 | 2.9888 | 0.17568 | 0.16199 | 0.28418 | 0.16403 | 6 | 0.54908 | 0.27284 | 0.19932 | 1.3181 | 1779.3858 | 1442.4038 | 0.20284 | 0.34158 | 1151.6182 | 1048.5542 | 0.19567 | 0.26106 | 2473.4613 | 851.6484 | 0.12379 | 1 | 1 | 0.070895 | 0.44765 | 4
8 | 277.7122 | 4.0953 | 2.6615 | 0.27146 | 0.21763 | 0.34944 | 0.22548 | 6 | 0.3521 | 0.52501 | 0.2236 | 0.87404 | 1744.7358 | 1205.3769 | 0.21569 | 0.33918 | 1541.4368 | 876.0871 | 0.2266 | 0.32976 | 2492.4586 | 1102.925 | 0.098029 | 2 | 2 | 0.07106 | 0.64602 | 6
1 | 176.0493 | 2.0379 | 3.4838 | 0.20896 | 0.38689 | 0.18997 | 0.22631 | 6 | 0.48503 | 0.88204 | 0.17759 | 1.3997 | 1599.2758 | 1184.0732 | 0.20087 | 0.44979 | 1563.5055 | 773.1213 | 0.19379 | 0.36653 | 2391.021 | 743.0306 | 0.19011 | 1 | 1 | 0.080113 | 0.73592 | 4
8 | 189.1967 | 3.7826 | 2.6799 | 0.39801 | 0.27739 | 0.33171 | 0.12301 | 4 | 0.60794 | 0.60676 | 0.21023 | 1.1887 | 1757.4606 | 1194.2037 | 0.22292 | 0.3444 | 1317.1456 | 756.8342 | 0.18753 | 0.3283 | 1995.1831 | 931.9673 | 0.12408 | 2 | 2 | 0.074232 | 0.55792 | 2
12 | 248.0942 | 3.5588 | 2.9265 | 0.31524 | 0.10522 | 0.16744 | 0.18133 | 5 | 0.38115 | 0.61098 | 0.19509 | 1.5952 | 1718.5265 | 1157.0153 | 0.23646 | 0.40405 | 1646.5372 | 1107.9496 | 0.22678 | 0.29452 | 2607.4803 | 658.7204 | 0.17976 | 2 | 1 | 0.075633 | 0.58801 | 2
8 | 123.9123 | 3.2108 | 3.1057 | 0.1219 | 0.36998 | 0.19735 | 0.25761 | 4 | 0.63916 | 0.5904 | 0.2226 | 1.3365 | 1540.316 | 977.0766 | 0.21046 | 0.44439 | 1384.0886 | 1225.7207 | 0.15388 | 0.399 | 1223.1818 | 1321.6301 | 0.1141 | 1 | 2 | 0.088513 | 0.89353 | 6
10 | 177.0394 | 3.9795 | 3.4932 | 0.22951 | 0.1817 | 0.38181 | 0.13053 | 5 | 0.52159 | 0.56022 | 0.22248 | 1.2669 | 1564.8 | 991.3153 | 0.20824 | 0.40198 | 1664.4265 | 1374.0944 | 0.25516 | 0.37492 | 1418.7483 | 976.2688 | 0.13284 | 1 | 1 | 0.078452 | 0.58486 | 2
9 | 142.4337 | 4.7212 | 3.3305 | 0.32329 | 0.24111 | 0.23586 | 0.35084 | 4 | 0.28086 | 0.4821 | 0.2213 | 1.3671 | 1579.7133 | 829.1543 | 0.23979 | 0.46042 | 1599.1395 | 1275.1496 | 0.22994 | 0.36009 | 2035.9312 | 817.5765 | 0.12711 | 1 | 1 | 0.10474 | 0.42722 | 4
8 | 128.4864 | 4.6458 | 2.9572 | 0.13121 | 0.20393 | 0.1474 | 0.24377 | 5 | 0.29122 | 0.3073 | 0.2821 | 0.88054 | 1796.5901 | 798.8623 | 0.29377 | 0.4277 | 1474.8226 | 1011.5703 | 0.21702 | 0.30661 | 2486.8879 | 1230.5903 | 0.18974 | 1 | 2 | 0.090955 | 0.59826 | 4
2 | 287.0195 | 3.8431 | 2.6267 | 0.189 | 0.21734 | 0.38985 | 0.30101 | 4 | 0.49547 | 0.44282 | 0.25446 | 0.86037 | 1778.8678 | 1195.8988 | 0.236 | 0.48252 | 1353.5277 | 1052.5301 | 0.23645 | 0.40993 | 1634.3371 | 1047.9007 | 0.14493 | 2 | 2 | 0.07929 | 0.61072 | 0
3 | 212.2853 | 3.9751 | 2.4518 | 0.23057 | 0.19245 | 0.33776 | 0.1675 | 3 | 0.14861 | 0.35485 | 0.18448 | 0.98156 | 1651.9131 | 983.5376 | 0.23543 | 0.4569 | 1501.7558 | 1015.4684 | 0.27525 | 0.31489 | 1726.0402 | 677.1023 | 0.16031 | 2 | 1 | 0.054627 | 0.67746 | 2
1 | 155.5552 | 3.9486 | 3.0469 | 0.35886 | 0.1113 | 0.27594 | 0.36429 | 3 | 0.36108 | 0.35152 | 0.22693 | 1.3096 | 1759.2602 | 1285.0342 | 0.25522 | 0.46663 | 1776.1285 | 1286.53 | 0.1446 | 0.19664 | 2715.5408 | 1246.8254 | 0.17125 | 1 | 2 | 0.10877 | 0.53323 | 4
9 | 117.7999 | 3.6866 | 2.6723 | 0.35139 | 0.26523 | 0.12776 | 0.35458 | 7 | 0.42754 | 0.59729 | 0.24823 | 1.2609 | 1564.1188 | 792.0979 | 0.24412 | 0.54805 | 1375.4083 | 655.3834 | 0.26343 | 0.2806 | 1779.0437 | 686.7676 | 0.14112 | 1 | 2 | 0.079339 | 0.4616 | 0
5 | 241.1296 | 2.3125 | 2.8878 | 0.26838 | 0.36838 | 0.33289 | 0.13799 | 5 | 0.315 | 0.33212 | 0.17283 | 0.99898 | 1774.3401 | 1057.7406 | 0.21749 | 0.4032 | 1666.5082 | 822.7453 | 0.19594 | 0.3996 | 2161.2341 | 1259.9221 | 0.19916 | 2 | 2 | 0.079492 | 0.50699 | 6
1 | 291.4738 | 3.0982 | 2.4972 | 0.33244 | 0.18973 | 0.32411 | 0.15552 | 5 | 0.63985 | 0.4953 | 0.18012 | 1.0194 | 1768.0592 | 818.5792 | 0.24874 | 0.54242 | 1133.3369 | 1088.4279 | 0.23378 | 0.27089 | 2165.9244 | 1019.7071 | 0.17527 | 1 | 1 | 0.082963 | 0.70667 | 4
6 | 101.1899 | 2.8078 | 3.3671 | 0.28418 | 0.36643 | 0.21026 | 0.17324 | 7 | 0.67862 | 0.67714 | 0.22772 | 1.0167 | 1534.7785 | 1428.1808 | 0.2218 | 0.48807 | 1490.2666 | 827.8875 | 0.26207 | 0.2753 | 2025.0084 | 963.0058 | 0.14323 | 1 | 1 | 0.071637 | 0.62678 | 6
11 | 243.6635 | 1.212 | 2.9319 | 0.20039 | 0.28562 | 0.14325 | 0.39084 | 7 | 0.26818 | 0.69778 | 0.24445 | 1.1882 | 1692.3562 | 883.051 | 0.27011 | 0.53159 | 1305.0927 | 729.4113 | 0.17659 | 0.33059 | 2139.536 | 952.5355 | 0.12457 | 1 | 2 | 0.071425 | 0.7148 | 0
10 | 274.3657 | 4.0361 | 2.998 | 0.12003 | 0.14435 | 0.16334 | 0.32821 | 7 | 0.4201 | 0.75265 | 0.20956 | 1.1391 | 1648.0109 | 1199.7937 | 0.25658 | 0.37974 | 1417.5765 | 979.3124 | 0.26562 | 0.28771 | 2657.1743 | 1273.5907 | 0.15661 | 1 | 1 | 0.067097 | 0.69318 | 4
3 | 250.4292 | 1.2747 | 2.5292 | 0.32972 | 0.10677 | 0.20342 | 0.18915 | 5 | 0.13639 | 0.63333 | 0.17646 | 1.2149 | 1768.2385 | 1140.7665 | 0.2223 | 0.46207 | 1560.9816 | 900.7163 | 0.24841 | 0.31019 | 2185.843 | 1166.4537 | 0.12951 | 1 | 2 | 0.062539 | 0.68916 | 6
7 | 293.0356 | 1.6361 | 3.3098 | 0.20936 | 0.32317 | 0.19311 | 0.22517 | 7 | 0.57268 | 0.24503 | 0.23741 | 1.5689 | 1740.2279 | 1242.7224 | 0.22241 | 0.51938 | 1557.8353 | 997.7336 | 0.22579 | 0.31958 | 1488.0183 | 1166.7686 | 0.14943 | 1 | 1 | 0.080733 | 0.51168 | 2
7 | 288.0914 | 4.3331 | 2.9367 | 0.13391 | 0.11466 | 0.16647 | 0.28781 | 6 | 0.35243 | 0.76651 | 0.22445 | 1.1846 | 1544.938 | 1185.4683 | 0.20728 | 0.53898 | 1311.1268 | 932.5943 | 0.14805 | 0.24873 | 2010.4449 | 868.8146 | 0.16885 | 1 | 2 | 0.089332 | 0.60689 | 4
4 | 128.6432 | 4.4325 | 3.0973 | 0.28157 | 0.17436 | 0.1729 | 0.28239 | 5 | 0.29033 | 0.61151 | 0.18831 | 0.87571 | 1521.093 | 843.8912 | 0.20223 | 0.41694 | 1546.5095 | 943.8728 | 0.27783 | 0.35628 | 1780.0701 | 1117.3147 | 0.21218 | 2 | 2 | 0.081988 | 0.80439 | 4
3 | 243.8598 | 1.9475 | 3.0377 | 0.17363 | 0.1571 | 0.1612 | 0.17814 | 5 | 0.70253 | 0.5901 | 0.25363 | 1.3646 | 1542.069 | 1331.3199 | 0.22872 | 0.32961 | 1361.082 | 1232.756 | 0.22858 | 0.34373 | 2104.8181 | 943.9445 | 0.091444 | 2 | 1 | 0.060287 | 0.47373 | 6
11 | 215.7056 | 1.5157 | 2.9968 | 0.39409 | 0.25004 | 0.10482 | 0.1961 | 5 | 0.33841 | 0.52966 | 0.20521 | 1.6596 | 1703.94 | 853.9967 | 0.20391 | 0.4998 | 1435.239 | 951.6511 | 0.19257 | 0.37648 | 1928.068 | 1071.8368 | 0.18523 | 2 | 1 | 0.099595 | 0.58041 | 4
12 | 167.3449 | 1.3267 | 3.0783 | 0.37033 | 0.31954 | 0.12594 | 0.34995 | 7 | 0.2685 | 0.87261 | 0.17555 | 1.253 | 1720.5156 | 990.4089 | 0.2544 | 0.53345 | 1202.754 | 829.0544 | 0.14518 | 0.36383 | 2137.6745 | 913.9092 | 0.17092 | 1 | 2 | 0.064672 | 0.86665 | 6
1 | 197.1677 | 1.8273 | 2.5872 | 0.23353 | 0.26967 | 0.12326 | 0.37835 | 6 | 0.49339 | 0.28972 | 0.27222 | 0.96622 | 1613.0158 | 768.9899 | 0.20763 | 0.44373 | 1534.9383 | 785.1966 | 0.30086 | 0.30346 | 1720.7175 | 1009.7967 | 0.18069 | 1 | 2 | 0.093421 | 0.66086 | 6
5 | 269.4149 | 2.2672 | 3.2777 | 0.13222 | 0.17574 | 0.37964 | 0.12689 | 6 | 0.62406 | 0.73374 | 0.24458 | 1.4586 | 1659.3273 | 757.2003 | 0.21952 | 0.50997 | 1322.1322 | 988.2692 | 0.16858 | 0.24618 | 2834.2509 | 1213.1135 | 0.15216 | 2 | 2 | 0.082338 | 0.68752 | 4
10 | 139.2502 | 1.0728 | 2.5758 | 0.34185 | 0.18868 | 0.26723 | 0.18398 | 4 | 0.70538 | 0.16347 | 0.2091 | 1.167 | 1589.611 | 846.6002 | 0.21343 | 0.3943 | 1619.7128 | 948.9169 | 0.19137 | 0.33399 | 1784.0093 | 1024.9354 | 0.17991 | 1 | 2 | 0.068135 | 0.6159 | 2
12 | 290.6406 | 4.1344 | 3.0892 | 0.24827 | 0.13045 | 0.29004 | 0.11745 | 4 | 0.43258 | 0.48315 | 0.22101 | 1.1866 | 1616.4863 | 1019.9069 | 0.21667 | 0.55224 | 1318.6343 | 1193.6913 | 0.21309 | 0.38584 | 2508.4689 | 1268.8419 | 0.16762 | 2 | 2 | 0.072423 | 0.50378 | 4
2 | 226.256 | 2.0735 | 2.7626 | 0.34085 | 0.36508 | 0.3235 | 0.2431 | 5 | 0.544 | 0.13313 | 0.19161 | 1.0256 | 1780.6487 | 1145.733 | 0.23295 | 0.3979 | 1335.0955 | 898.5577 | 0.27428 | 0.35652 | 2745.1515 | 1237.522 | 0.15851 | 1 | 2 | 0.088165 | 0.68502 | 0
11 | 212.485 | 2.1987 | 3.1722 | 0.10858 | 0.2171 | 0.29243 | 0.20162 | 3 | 0.37234 | 0.59298 | 0.2661 | 0.96467 | 1681.6879 | 1003.4733 | 0.21761 | 0.35966 | 1359.3561 | 1199.1446 | 0.17867 | 0.38458 | 2089.5402 | 982.9996 | 0.15583 | 1 | 1 | 0.094965 | 0.62782 | 2
4 | 182.0827 | 2.155 | 3.0794 | 0.29397 | 0.36136 | 0.26362 | 0.22464 | 6 | 0.71572 | 0.5808 | 0.27204 | 1.2255 | 1744.3925 | 926.8152 | 0.21013 | 0.37173 | 1785.5841 | 1286.1627 | 0.23045 | 0.42528 | 2550.1843 | 965.794 | 0.11902 | 1 | 1 | 0.069973 | 0.72556 | 4
2 | 217.3394 | 3.2952 | 2.7919 | 0.2018 | 0.32375 | 0.23881 | 0.20009 | 3 | 0.18133 | 0.5351 | 0.28691 | 1.5872 | 1664.1158 | 888.6251 | 0.22697 | 0.3538 | 1230.0495 | 528.847 | 0.25436 | 0.26861 | 1596.6325 | 975.4775 | 0.1552 | 1 | 1 | 0.078364 | 0.42263 | 4
6 | 154.7047 | 2.9602 | 2.5829 | 0.36427 | 0.38288 | 0.17401 | 0.10822 | 3 | 0.55671 | 0.60024 | 0.25644 | 1.1927 | 1584.5918 | 1014.7201 | 0.21739 | 0.5272 | 1131.5997 | 1074.8498 | 0.27198 | 0.42441 | 1661.4006 | 869.8903 | 0.13854 | 1 | 2 | 0.056028 | 0.93182 | 2
5 | 274.8642 | 4.0283 | 2.708 | 0.35392 | 0.34277 | 0.28207 | 0.13562 | 4 | 0.37069 | 0.36943 | 0.25789 | 1.6391 | 1741.6766 | 766.2923 | 0.25828 | 0.3659 | 1535.3077 | 1251.7723 | 0.20573 | 0.25072 | 2339.3705 | 601.7547 | 0.14941 | 2 | 2 | 0.072352 | 0.5865 | 6
12 | 161.2761 | 4.826 | 2.9266 | 0.14613 | 0.19756 | 0.20671 | 0.28022 | 7 | 0.69775 | 0.31369 | 0.15078 | 1.6557 | 1543.9726 | 1027.5886 | 0.23442 | 0.40853 | 1061.8131 | 548.0306 | 0.23297 | 0.3907 | 1343.1004 | 1300.2223 | 0.19968 | 1 | 2 | 0.091378 | 0.51679 | 4
9 | 156.4224 | 1.4722 | 2.6692 | 0.17654 | 0.14243 | 0.15865 | 0.22869 | 5 | 0.64628 | 0.31562 | 0.22477 | 1.7274 | 1757.9376 | 821.1729 | 0.28741 | 0.48775 | 1462.934 | 778.1422 | 0.178 | 0.28147 | 1297.2615 | 1131.0606 | 0.20473 | 1 | 1 | 0.07447 | 0.85933 | 2
4 | 254.6789 | 4.2568 | 2.4731 | 0.3344 | 0.33334 | 0.10244 | 0.1755 | 6 | 0.4405 | 0.52932 | 0.19682 | 1.2596 | 1580.5387 | 839.1721 | 0.22017 | 0.39672 | 1236.1405 | 1126.0347 | 0.20685 | 0.38148 | 1438.9738 | 1002.4796 | 0.16207 | 1 | 2 | 0.085669 | 0.64991 | 2
9 | 148.6944 | 1.1242 | 2.985 | 0.23085 | 0.37619 | 0.38879 | 0.22333 | 4 | 0.5328 | 0.24878 | 0.15107 | 0.78998 | 1792.1542 | 819.4636 | 0.25111 | 0.43035 | 1433.1869 | 1176.3118 | 0.23988 | 0.22807 | 2119.9004 | 645.0608 | 0.1414 | 2 | 1 | 0.070506 | 0.88918 | 4
8 | 119.3485 | 4.9034 | 3.4138 | 0.33313 | 0.10171 | 0.27192 | 0.29788 | 6 | 0.2423 | 0.78688 | 0.21149 | 1.5171 | 1684.234 | 536.602 | 0.20619 | 0.32833 | 1573.4243 | 1186.1508 | 0.29139 | 0.36429 | 2272.1752 | 1138.4701 | 0.181 | 2 | 1 | 0.076187 | 0.76524 | 2
1 | 212.7476 | 3.0737 | 2.908 | 0.33842 | 0.3709 | 0.32508 | 0.15425 | 7 | 0.54872 | 0.30951 | 0.17141 | 0.71546 | 1560.6041 | 813.5099 | 0.20782 | 0.36334 | 1352.6243 | 917.7057 | 0.24148 | 0.28312 | 2085.9894 | 899.5039 | 0.15568 | 2 | 1 | 0.084038 | 0.95611 | 6
4 | 120.2912 | 1.6924 | 2.9306 | 0.18517 | 0.3642 | 0.22728 | 0.17312 | 7 | 0.43968 | 0.50476 | 0.22429 | 1.4417 | 1655.9266 | 1229.0615 | 0.24474 | 0.46965 | 1548.5358 | 916.0006 | 0.34436 | 0.33439 | 2004.4694 | 692.7756 | 0.13268 | 1 | 1 | 0.10338 | 0.6995 | 0
6 | 203.2795 | 1.1659 | 2.8301 | 0.35655 | 0.19479 | 0.21947 | 0.19641 | 6 | 0.19915 | 0.71371 | 0.22643 | 1.1093 | 1738.4637 | 1006.9468 | 0.23425 | 0.40223 | 1284.4766 | 805.7403 | 0.16438 | 0.30836 | 1870.4675 | 799.5688 | 0.17639 | 1 | 2 | 0.11557 | 0.63317 | 0
1 | 204.3772 | 2.0661 | 3.4874 | 0.39977 | 0.24887 | 0.36692 | 0.31038 | 5 | 0.45368 | 0.42163 | 0.27119 | 1.5591 | 1690.3544 | 1173.5575 | 0.24806 | 0.5125 | 1174.4395 | 894.0956 | 0.14885 | 0.38547 | 2034.5674 | 1272.3995 | 0.20435 | 1 | 1 | 0.09154 | 0.56526 | 4
3 | 149.437 | 1.1839 | 2.476 | 0.34 | 0.27961 | 0.29102 | 0.34869 | 4 | 0.5067 | 0.18014 | 0.21778 | 1.2261 | 1724.026 | 673.3497 | 0.25048 | 0.48355 | 1226.8358 | 964.7367 | 0.14121 | 0.37303 | 1800.3075 | 946.4413 | 0.18047 | 1 | 1 | 0.081419 | 0.56323 | 0
11 | 214.8398 | 4.2507 | 3.2719 | 0.14662 | 0.17992 | 0.11202 | 0.19802 | 6 | 0.27316 | 0.38404 | 0.22823 | 1.1704 | 1512.4394 | 1186.8571 | 0.20972 | 0.5558 | 1295.0478 | 1283.409 | 0.1917 | 0.20705 | 2106.9467 | 826.0153 | 0.17548 | 2 | 1 | 0.074517 | 0.83207 | 4
7 | 142.7802 | 1.8062 | 2.8173 | 0.26012 | 0.22853 | 0.29448 | 0.15455 | 4 | 0.30857 | 0.45213 | 0.23387 | 1.3778 | 1571.451 | 910.4276 | 0.20864 | 0.448 | 1149.458 | 1029.9221 | 0.18826 | 0.35694 | 1631.0995 | 1134.5984 | 0.19209 | 1 | 2 | 0.056566 | 0.67691 | 6
9 | 151.2555 | 2.6452 | 3.0735 | 0.18955 | 0.28952 | 0.39991 | 0.35304 | 3 | 0.68268 | 0.75363 | 0.27666 | 1.5287 | 1510.0626 | 1118.4077 | 0.21215 | 0.41737 | 1087.5869 | 918.3316 | 0.21025 | 0.30992 | 2361.7779 | 981.8495 | 0.16203 | 2 | 2 | 0.093283 | 0.70315 | 2
5 | 209.7854 | 1.3828 | 3.0129 | 0.35938 | 0.24723 | 0.14286 | 0.24672 | 4 | 0.65048 | 0.69636 | 0.18354 | 1.3562 | 1529.6391 | 930.5996 | 0.22347 | 0.41389 | 1543.451 | 1304.0664 | 0.22891 | 0.2539 | 2538.1124 | 1266.878 | 0.15731 | 1 | 2 | 0.041727 | 0.70804 | 6
12 | 182.8405 | 4.2799 | 2.9939 | 0.3292 | 0.24763 | 0.28166 | 0.33715 | 6 | 0.44611 | 0.61621 | 0.15887 | 1.3343 | 1615.6593 | 607.2646 | 0.26139 | 0.37319 | 1794.6267 | 1184.6931 | 0.29113 | 0.34827 | 1495.3149 | 833.0906 | 0.12698 | 1 | 2 | 0.078774 | 0.70043 | 2
7 | 271.3271 | 2.4372 | 2.7503 | 0.32375 | 0.34468 | 0.21647 | 0.36652 | 7 | 0.66991 | 0.28817 | 0.18647 | 1.2398 | 1505.4003 | 1302.8421 | 0.24429 | 0.42589 | 1281.7989 | 1301.9227 | 0.18094 | 0.21315 | 2014.0449 | 1223.2327 | 0.15356 | 1 | 2 | 0.054798 | 0.902 | 4
8 | 98.4708 | 4.6766 | 3.3734 | 0.38436 | 0.20979 | 0.19377 | 0.28411 | 4 | 0.66914 | 0.48829 | 0.27301 | 0.9025 | 1585.1991 | 1374.6307 | 0.221 | 0.39371 | 1706.4522 | 967.265 | 0.27875 | 0.41758 | 2252.7823 | 1151.4705 | 0.14213 | 2 | 2 | 0.052861 | 0.57882 | 0
2 | 134.6376 | 1.8134 | 2.6204 | 0.2661 | 0.33115 | 0.39939 | 0.34601 | 6 | 0.62209 | 0.45982 | 0.29144 | 1.3693 | 1766.3041 | 1057.2067 | 0.24154 | 0.49464 | 1071.2302 | 783.6268 | 0.24623 | 0.32906 | 2625.6674 | 709.368 | 0.16973 | 1 | 2 | 0.074598 | 0.49296 | 4
4 | 95.3381 | 3.2847 | 2.6324 | 0.13403 | 0.17956 | 0.24077 | 0.35542 | 7 | 0.52176 | 0.55935 | 0.19777 | 1.0095 | 1673.7461 | 948.9901 | 0.21768 | 0.41505 | 1590.5102 | 1007.7132 | 0.28826 | 0.32944 | 1640.5621 | 854.574 | 0.16026 | 2 | 1 | 0.080566 | 0.68285 | 2
3 | 208.0742 | 1.6418 | 3.2151 | 0.27454 | 0.33857 | 0.33006 | 0.34683 | 6 | 0.15161 | 0.79825 | 0.28323 | 1.497 | 1515.2736 | 1163.704 | 0.20554 | 0.56805 | 1588.5623 | 933.6857 | 0.23492 | 0.22104 | 1606.4017 | 654.7568 | 0.16402 | 2 | 1 | 0.094531 | 0.56855 | 0
12 | 101.5681 | 1.8824 | 2.5856 | 0.37874 | 0.33695 | 0.20161 | 0.3066 | 3 | 0.46095 | 0.54143 | 0.24641 | 1.2832 | 1704.6617 | 856.7601 | 0.21414 | 0.43433 | 1489.0092 | 683.2785 | 0.30966 | 0.29868 | 1954.2902 | 1420.3429 | 0.13374 | 2 | 1 | 0.11319 | 0.78685 | 2
8 | 162.1051 | 3.6421 | 3.2642 | 0.38889 | 0.24474 | 0.32637 | 0.27216 | 4 | 0.64967 | 0.56244 | 0.27686 | 1.3713 | 1539.5842 | 1139.8704 | 0.21505 | 0.43146 | 1504.1214 | 1148.6704 | 0.2123 | 0.35848 | 1211.8131 | 1102.3312 | 0.16469 | 2 | 1 | 0.091346 | 0.51359 | 2
7 | 185.2891 | 4.8316 | 2.4428 | 0.29405 | 0.36038 | 0.15233 | 0.25014 | 5 | 0.50496 | 0.59239 | 0.1965 | 1.4277 | 1687.1604 | 786.9697 | 0.25249 | 0.37937 | 1554.119 | 1006.2417 | 0.22966 | 0.37254 | 1851.0792 | 790.4451 | 0.15507 | 1 | 2 | 0.07776 | 0.79966 | 0
12 | 275.5658 | 4.0302 | 2.8759 | 0.35434 | 0.21484 | 0.18131 | 0.20593 | 4 | 0.5695 | 0.38773 | 0.23802 | 1.2903 | 1704.7856 | 891.2895 | 0.22711 | 0.44952 | 1248.3674 | 815.5265 | 0.1839 | 0.28933 | 1862.4124 | 1105.7828 | 0.16116 | 2 | 1 | 0.067707 | 0.41201 | 0
7 | 238.5246 | 4.9119 | 2.5796 | 0.25182 | 0.38151 | 0.27097 | 0.25215 | 7 | 0.47485 | 0.52835 | 0.23604 | 1.3075 | 1738.8711 | 1026.9787 | 0.22927 | 0.43297 | 1213.9299 | 920.5498 | 0.25427 | 0.35972 | 2493.948 | 1098.6955 | 0.17802 | 1 | 1 | 0.095838 | 0.65613 | 4
3 | 141.635 | 3.4978 | 2.9657 | 0.14537 | 0.16621 | 0.16171 | 0.23645 | 7 | 0.56443 | 0.30066 | 0.23353 | 1.2022 | 1689.1622 | 977.5531 | 0.22836 | 0.472 | 1382.1113 | 1174.0606 | 0.21977 | 0.38243 | 1782.3953 | 1384.9097 | 0.1666 | 1 | 1 | 0.086414 | 0.64746 | 4
7 | 191.6527 | 3.3855 | 2.6028 | 0.32746 | 0.15342 | 0.24118 | 0.27683 | 4 | 0.59862 | 0.57091 | 0.26971 | 1.1677 | 1780.456 | 1291.3921 | 0.20937 | 0.43652 | 1121.7625 | 811.8697 | 0.22799 | 0.37523 | 1847.4604 | 1174.4242 | 0.17041 | 2 | 1 | 0.064308 | 0.77922 | 6
11 | 231.4392 | 4.2422 | 2.8514 | 0.31051 | 0.3104 | 0.26804 | 0.18351 | 4 | 0.37158 | 0.52588 | 0.23495 | 1.0401 | 1759.7715 | 1008.358 | 0.23827 | 0.46162 | 1584.5805 | 1056.743 | 0.22554 | 0.34424 | 2113.8394 | 712.6046 | 0.095115 | 1 | 1 | 0.07924 | 0.60124 | 2
12 | 136.6361 | 2.5572 | 3.4327 | 0.1865 | 0.16511 | 0.10381 | 0.13976 | 3 | 0.51702 | 0.2378 | 0.22805 | 1.4596 | 1718.6845 | 903.7507 | 0.23002 | 0.56221 | 1386.8018 | 647.9211 | 0.25758 | 0.29704 | 1998.0967 | 1407.4109 | 0.1945 | 1 | 1 | 0.085137 | 0.78627 | 6
6 | 295.3048 | 4.2187 | 2.7273 | 0.22981 | 0.39114 | 0.17276 | 0.38521 | 6 | 0.46779 | 0.17078 | 0.26632 | 1.3481 | 1618.0243 | 1016.275 | 0.20847 | 0.49648 | 1161.3765 | 955.4778 | 0.23329 | 0.26961 | 2049.2652 | 1044.0265 | 0.19113 | 1 | 2 | 0.051874 | 0.53201 | 4
6 | 283.3262 | 2.2085 | 2.5678 | 0.35192 | 0.29746 | 0.30361 | 0.12527 | 5 | 0.56073 | 0.34067 | 0.21733 | 1.2444 | 1612.49 | 530.7028 | 0.20259 | 0.3372 | 1292.3248 | 935.1542 | 0.21373 | 0.35414 | 1892.9093 | 987.798 | 0.13887 | 2 | 2 | 0.082297 | 0.54935 | 0
9 | 117.0998 | 3.2801 | 3.408 | 0.20216 | 0.17058 | 0.23538 | 0.39929 | 3 | 0.84024 | 0.3531 | 0.1586 | 1.3361 | 1593.2216 | 1053.6438 | 0.2068 | 0.48107 | 1457.2213 | 725.9743 | 0.25781 | 0.27481 | 1263.0917 | 837.5654 | 0.14876 | 1 | 2 | 0.06182 | 0.51098 | 0
12 | 287.5104 | 4.7095 | 3.4179 | 0.38817 | 0.18205 | 0.251 | 0.37785 | 3 | 0.34588 | 0.47997 | 0.21615 | 0.728 | 1561.7383 | 1081.9196 | 0.28315 | 0.31879 | 1748.2164 | 741.0094 | 0.18536 | 0.17376 | 2520.8191 | 1202.9208 | 0.1978 | 1 | 2 | 0.0503 | 0.64341 | 4
10 | 175.9262 | 3.5471 | 2.6095 | 0.15417 | 0.12435 | 0.38074 | 0.272 | 5 | 0.60705 | 0.51122 | 0.22936 | 1.4763 | 1725.1938 | 960.2197 | 0.23065 | 0.38182 | 1524.3761 | 1018.525 | 0.19339 | 0.28375 | 1541.6859 | 1060.0838 | 0.16181 | 2 | 2 | 0.076813 | 0.79098 | 4
9 | 143.3081 | 1.4593 | 2.4489 | 0.21199 | 0.11866 | 0.27301 | 0.35894 | 3 | 0.45446 | 0.15148 | 0.24842 | 1.3105 | 1782.4779 | 905.6294 | 0.23337 | 0.4833 | 1424.4872 | 903.5272 | 0.25382 | 0.38122 | 1697.3676 | 911.364 | 0.13817 | 1 | 2 | 0.083554 | 0.50964 | 6
11 | 96.429 | 1.7107 | 2.8214 | 0.34153 | 0.10393 | 0.36724 | 0.28588 | 6 | 0.6283 | 0.59516 | 0.2398 | 1.6738 | 1625.3587 | 985.887 | 0.22716 | 0.51967 | 1553.4691 | 1073.8155 | 0.209 | 0.39875 | 1903.3307 | 1111.6038 | 0.20297 | 2 | 1 | 0.097461 | 0.90778 | 0
10 | 218.8771 | 1.7046 | 3.243 | 0.19457 | 0.15361 | 0.3661 | 0.2363 | 6 | 0.59469 | 0.30588 | 0.20109 | 1.6682 | 1758.7766 | 1263.3337 | 0.21727 | 0.38371 | 1466.7842 | 820.5555 | 0.22477 | 0.30689 | 2226.6622 | 1072.4922 | 0.19667 | 1 | 2 | 0.080243 | 0.72684 | 2
10 | 282.8266 | 4.2664 | 2.9683 | 0.12794 | 0.28163 | 0.24889 | 0.12162 | 5 | 0.32933 | 0.86649 | 0.19835 | 1.3802 | 1535.6319 | 772.9849 | 0.28603 | 0.35569 | 1024.169 | 947.3114 | 0.21781 | 0.33089 | 2003.5841 | 865.0572 | 0.15836 | 1 | 1 | 0.12635 | 0.85243 | 6
5 | 227.824 | 2.069 | 2.9548 | 0.3505 | 0.12988 | 0.10843 | 0.20405 | 5 | 0.48457 | 0.82338 | 0.24098 | 1.4612 | 1719.1788 | 999.0398 | 0.2381 | 0.50254 | 1359.6383 | 1185.7786 | 0.23137 | 0.28616 | 1731.4659 | 1054.2789 | 0.14988 | 1 | 1 | 0.054382 | 0.42595 | 2
12 | 223.5758 | 1.2594 | 3.1262 | 0.2934 | 0.12479 | 0.17151 | 0.10252 | 6 | 0.69968 | 0.46748 | 0.15285 | 1.2701 | 1583.7074 | 776.4025 | 0.20507 | 0.47108 | 1426.4983 | 1020.9409 | 0.29466 | 0.3331 | 1668.621 | 1257.4642 | 0.20543 | 2 | 2 | 0.085926 | 0.64686 | 4
1 | 139.3477 | 4.4089 | 2.5836 | 0.38315 | 0.26489 | 0.37016 | 0.334 | 3 | 0.47666 | 0.3833 | 0.18342 | 1.627 | 1609.7241 | 1257.2426 | 0.24085 | 0.49264 | 1049.3058 | 875.0538 | 0.3108 | 0.32733 | 1843.3717 | 1126.7998 | 0.12012 | 2 | 2 | 0.090436 | 0.56199 | 4
10 | 206.627 | 1.4921 | 3.1897 | 0.16472 | 0.34398 | 0.19644 | 0.38181 | 4 | 0.45634 | 0.49897 | 0.24917 | 1.3726 | 1794.3282 | 1269.0275 | 0.26475 | 0.39705 | 1416.0908 | 849.3241 | 0.24432 | 0.19006 | 1768.1914 | 1077.5464 | 0.15945 | 2 | 1 | 0.11135 | 0.57835 | 4
8 | 187.253 | 4.391 | 3.0307 | 0.27403 | 0.20727 | 0.18708 | 0.38745 | 3 | 0.59321 | 0.80124 | 0.23416 | 1.4063 | 1712.9242 | 797.5757 | 0.29571 | 0.44159 | 1717.5911 | 1220.105 | 0.26187 | 0.19361 | 2131.8206 | 834.409 | 0.12729 | 2 | 2 | 0.059026 | 0.75167 | 2
3 | 214.3919 | 3.4046 | 3.3284 | 0.12758 | 0.25793 | 0.35105 | 0.35147 | 6 | 0.5652 | 0.34125 | 0.19587 | 1.0443 | 1794.512 | 867.6309 | 0.25392 | 0.45246 | 1252.0594 | 789.219 | 0.15303 | 0.32579 | 2462.5088 | 732.0322 | 0.1156 | 2 | 1 | 0.070466 | 0.49539 | 4
8 | 201.9027 | 3.0392 | 3.2848 | 0.34825 | 0.26265 | 0.25217 | 0.13038 | 5 | 0.86989 | 0.23146 | 0.21772 | 1.2152 | 1680.7851 | 1110.4634 | 0.24614 | 0.50091 | 1561.5587 | 594.0974 | 0.24769 | 0.26161 | 1614.3033 | 1042.3482 | 0.11839 | 2 | 1 | 0.094731 | 0.43802 | 2
3 | 251.3093 | 1.3908 | 2.4359 | 0.32119 | 0.35062 | 0.11922 | 0.21763 | 3 | 0.43379 | 0.35064 | 0.21936 | 1.7626 | 1570.8096 | 852.9134 | 0.20753 | 0.5154 | 1448.0804 | 1109.4168 | 0.18683 | 0.30321 | 2061.9478 | 902.6781 | 0.20119 | 1 | 2 | 0.10339 | 0.54437 | 0
7 | 221.0321 | 1.4025 | 2.899 | 0.20418 | 0.34179 | 0.3992 | 0.1862 | 6 | 0.69625 | 0.39279 | 0.2541 | 1.1822 | 1571.7482 | 1029.2743 | 0.20234 | 0.47787 | 1145.7837 | 1032.0044 | 0.21358 | 0.36525 | 2758.3879 | 1243.8751 | 0.11494 | 2 | 1 | 0.089877 | 0.7022 | 0
2 | 211.8906 | 2.9709 | 2.7329 | 0.15244 | 0.1249 | 0.14405 | 0.15189 | 6 | 0.65701 | 0.1954 | 0.29218 | 1.1555 | 1605.8202 | 785.6311 | 0.22916 | 0.33271 | 1509.8445 | 839.2816 | 0.27277 | 0.36786 | 1231.5382 | 992.4694 | 0.16502 | 2 | 2 | 0.082625 | 0.68672 | 2
10 | 159.4007 | 4.5274 | 2.4556 | 0.35563 | 0.17341 | 0.19211 | 0.30612 | 6 | 0.33462 | 0.76232 | 0.24761 | 1.5562 | 1526.1291 | 930.7201 | 0.24459 | 0.39284 | 1520.1801 | 616.8946 | 0.20092 | 0.31027 | 2228.1475 | 916.6025 | 0.14867 | 1 | 1 | 0.050751 | 0.65234 | 4
3 | 213.331 | 1.3644 | 3.2981 | 0.11234 | 0.23596 | 0.15034 | 0.11623 | 7 | 0.4292 | 0.43734 | 0.26251 | 1.5077 | 1548.2547 | 808.5689 | 0.20537 | 0.40275 | 1258.381 | 1239.9723 | 0.23114 | 0.27812 | 2109.1525 | 950.1548 | 0.10313 | 2 | 1 | 0.093519 | 0.719 | 4
10 | 99.064 | 3.7923 | 3.1527 | 0.24015 | 0.14669 | 0.38483 | 0.11284 | 6 | 0.25792 | 0.57298 | 0.17983 | 1.3249 | 1730.9178 | 834.2147 | 0.21827 | 0.37738 | 1463.9655 | 1279.6634 | 0.21291 | 0.30855 | 1588.5036 | 1088.0997 | 0.21472 | 1 | 1 | 0.077688 | 0.6971 | 6
4 | 123.8674 | 1.5202 | 2.9345 | 0.16404 | 0.23165 | 0.37259 | 0.1279 | 5 | 0.77418 | 0.83981 | 0.19034 | 1.2267 | 1635.0778 | 733.6247 | 0.24231 | 0.49138 | 1763.724 | 1398.6334 | 0.30034 | 0.20828 | 2613.7931 | 872.2122 | 0.16726 | 2 | 2 | 0.10431 | 0.72203 | 0
5 | 205.597 | 3.8643 | 2.6529 | 0.18028 | 0.3778 | 0.37908 | 0.17267 | 5 | 0.21852 | 0.14592 | 0.2513 | 1.0491 | 1630.1116 | 898.088 | 0.23137 | 0.48463 | 1249.3443 | 755.095 | 0.21051 | 0.19505 | 1677.4394 | 1352.3758 | 0.1632 | 1 | 1 | 0.094009 | 0.71367 | 6
5 | 273.8119 | 2.9114 | 2.7406 | 0.11904 | 0.19208 | 0.21124 | 0.31188 | 4 | 0.43186 | 0.46698 | 0.21395 | 1.6141 | 1504.2572 | 1049.9635 | 0.21098 | 0.42635 | 1557.236 | 1049.2855 | 0.18923 | 0.29962 | 2299.2538 | 1163.7768 | 0.17389 | 1 | 2 | 0.10633 | 0.47136 | 4
9 | 127.3261 | 3.087 | 2.9942 | 0.10675 | 0.13469 | 0.16769 | 0.36165 | 4 | 0.66756 | 0.73012 | 0.2167 | 0.77602 | 1617.2984 | 1161.3802 | 0.23201 | 0.353 | 1727.7341 | 974.1974 | 0.19932 | 0.36317 | 2349.4751 | 734.3272 | 0.20855 | 2 | 1 | 0.092881 | 0.83358 | 6
11 | 180.1646 | 4.5747 | 2.699 | 0.32477 | 0.11403 | 0.36216 | 0.16184 | 4 | 0.22405 | 0.71772 | 0.22303 | 1.0325 | 1703.4716 | 872.3001 | 0.21965 | 0.47608 | 1068.2992 | 1031.1301 | 0.25187 | 0.2776 | 1532.4024 | 1033.354 | 0.18993 | 2 | 1 | 0.097376 | 0.56397 | 4
5 | 136.1844 | 1.1203 | 2.6961 | 0.28451 | 0.27409 | 0.16049 | 0.38434 | 5 | 0.38863 | 0.66332 | 0.26437 | 1.7543 | 1735.7257 | 1317.642 | 0.26127 | 0.55796 | 1348.0199 | 1143.589 | 0.22242 | 0.30576 | 2308.7038 | 961.3082 | 0.14302 | 1 | 1 | 0.11113 | 0.71304 | 2
1 | 242.049 | 4.4803 | 3.232 | 0.25413 | 0.38979 | 0.22264 | 0.10953 | 6 | 0.61155 | 0.4896 | 0.24468 | 1.4636 | 1701.2365 | 827.7584 | 0.2058 | 0.39907 | 1562.4577 | 958.5466 | 0.25408 | 0.27742 | 1994.2681 | 876.5675 | 0.14253 | 2 | 2 | 0.075764 | 0.77828 | 6
10 | 146.9054 | 2.5721 | 2.7102 | 0.34541 | 0.31453 | 0.20213 | 0.10157 | 5 | 0.56126 | 0.37195 | 0.16367 | 1.0581 | 1764.4895 | 840.7899 | 0.20337 | 0.49854 | 1723.8057 | 902.3034 | 0.16211 | 0.43137 | 1546.4645 | 984.1829 | 0.15983 | 2 | 2 | 0.044491 | 0.54903 | 0
10 | 108.3124 | 1.5243 | 2.4232 | 0.17801 | 0.37195 | 0.2071 | 0.31437 | 3 | 0.85179 | 0.57849 | 0.22149 | 1.5069 | 1619.7441 | 968.2693 | 0.27766 | 0.34319 | 1195.1537 | 1038.175 | 0.27079 | 0.28084 | 1612.4745 | 833.9258 | 0.18837 | 1 | 1 | 0.065766 | 0.59561 | 6
12 | 111.1087 | 3.6889 | 2.9117 | 0.33789 | 0.22166 | 0.15256 | 0.23113 | 3 | 0.62175 | 0.33802 | 0.26289 | 1.6189 | 1643.8919 | 938.2205 | 0.23321 | 0.46638 | 1333.2022 | 966.4354 | 0.2007 | 0.36367 | 1935.7072 | 1108.229 | 0.12504 | 1 | 2 | 0.10175 | 0.5872 | 0
10 | 297.1454 | 2.1063 | 2.6541 | 0.30976 | 0.13186 | 0.16944 | 0.32883 | 6 | 0.61569 | 0.35587 | 0.28011 | 0.93729 | 1771.5198 | 1045.5758 | 0.22257 | 0.52859 | 1465.4649 | 1024.1521 | 0.1281 | 0.22739 | 1186.8523 | 643.7625 | 0.16604 | 2 | 2 | 0.066052 | 0.4353 | 0
10 | 296.2482 | 2.7232 | 3.3435 | 0.1043 | 0.1701 | 0.38331 | 0.21431 | 5 | 0.59382 | 0.29588 | 0.27032 | 0.98009 | 1668.0016 | 734.4426 | 0.30838 | 0.3366 | 1308.4272 | 896.2377 | 0.25688 | 0.3834 | 1430.2286 | 814.8124 | 0.14544 | 2 | 2 | 0.084478 | 0.76594 | 2
9 | 277.5645 | 2.7529 | 3.12 | 0.38498 | 0.34831 | 0.20146 | 0.2301 | 6 | 0.55413 | 0.8893 | 0.27918 | 1.2872 | 1710.5011 | 1023.7291 | 0.25637 | 0.41669 | 1654.1682 | 1003.9385 | 0.20699 | 0.27367 | 2933.6554 | 1079.1597 | 0.1473 | 1 | 1 | 0.097123 | 0.4752 | 4
8 | 255.9685 | 4.3042 | 2.5552 | 0.21548 | 0.28754 | 0.10112 | 0.2874 | 5 | 0.3601 | 0.66891 | 0.1863 | 1.5128 | 1688.0656 | 624.7444 | 0.23731 | 0.51344 | 1444.3194 | 1223.3108 | 0.11907 | 0.27428 | 1827.3461 | 1086.2302 | 0.18423 | 1 | 2 | 0.066886 | 0.58356 | 4
10 | 117.3781 | 3.9003 | 3.2767 | 0.11475 | 0.11718 | 0.39263 | 0.17164 | 6 | 0.32991 | 0.58132 | 0.19059 | 1.2366 | 1672.7836 | 869.2789 | 0.25328 | 0.43121 | 1780.165 | 861.9947 | 0.17904 | 0.34312 | 1936.6649 | 1128.9171 | 0.20138 | 1 | 1 | 0.053811 | 0.44123 | 0
7 | 281.4071 | 1.4978 | 3.034 | 0.22145 | 0.3217 | 0.13188 | 0.30585 | 7 | 0.18659 | 0.55231 | 0.21791 | 1.2633 | 1719.9655 | 959.5914 | 0.21374 | 0.53501 | 1259.6194 | 1121.3996 | 0.27986 | 0.3256 | 1821.3964 | 1095.9541 | 0.17355 | 2 | 2 | 0.082376 | 0.79422 | 6
7 | 180.8549 | 4.1079 | 2.5347 | 0.20497 | 0.27763 | 0.18182 | 0.37045 | 3 | 0.56977 | 0.55424 | 0.21461 | 1.7894 | 1733.9407 | 1149.3281 | 0.20577 | 0.47506 | 1642.7861 | 906.5598 | 0.24587 | 0.26495 | 1595.0242 | 668.2929 | 0.16449 | 1 | 1 | 0.091601 | 0.54647 | 2
11 | 267.5474 | 3.1693 | 3.0496 | 0.29816 | 0.21623 | 0.10827 | 0.38877 | 6 | 0.49168 | 0.4787 | 0.20273 | 1.0397 | 1564.4964 | 932.8686 | 0.21577 | 0.37283 | 1368.8809 | 1117.671 | 0.18868 | 0.3943 | 1993.2703 | 1452.242 | 0.16221 | 2 | 1 | 0.091226 | 0.81979 | 0
4 | 110.629 | 4.0057 | 2.7234 | 0.25631 | 0.35281 | 0.26299 | 0.39807 | 6 | 0.56409 | 0.52273 | 0.176 | 1.1204 | 1785.4605 | 857.647 | 0.21917 | 0.44401 | 1336.9646 | 700.9876 | 0.23879 | 0.2526 | 2874.3819 | 894.777 | 0.16619 | 2 | 1 | 0.071364 | 0.79712 | 2
8 | 152.8834 | 2.4329 | 3.427 | 0.36924 | 0.39266 | 0.19881 | 0.14584 | 6 | 0.72586 | 0.43113 | 0.19566 | 1.1868 | 1568.8451 | 1036.1176 | 0.20921 | 0.3721 | 1454.237 | 1309.4812 | 0.25496 | 0.29 | 2110.4191 | 1177.0845 | 0.12763 | 1 | 2 | 0.072001 | 0.96044 | 6
7 | 163.1618 | 4.9881 | 2.8039 | 0.34494 | 0.39546 | 0.27396 | 0.39443 | 5 | 0.70793 | 0.38041 | 0.24884 | 0.8371 | 1669.2253 | 962.4164 | 0.27519 | 0.38824 | 1339.7145 | 996.9238 | 0.30341 | 0.36741 | 2375.4497 | 819.005 | 0.21777 | 1 | 2 | 0.087355 | 0.7687 | 6
11 | 148.2822 | 3.1547 | 2.4422 | 0.15158 | 0.33957 | 0.30438 | 0.34348 | 5 | 0.75865 | 0.69092 | 0.24788 | 0.95053 | 1662.0432 | 1120.4226 | 0.22444 | 0.55254 | 1514.2477 | 853.7478 | 0.20861 | 0.28636 | 1793.8767 | 987.2675 | 0.15016 | 2 | 1 | 0.068716 | 0.71038 | 2
5 | 256.8239 | 4.2009 | 3.3966 | 0.19161 | 0.25205 | 0.36467 | 0.28507 | 3 | 0.45145 | 0.75859 | 0.17853 | 1.2535 | 1691.2042 | 996.2314 | 0.28006 | 0.38562 | 1315.7221 | 1009.9399 | 0.26349 | 0.31098 | 1585.9222 | 1007.1284 | 0.14776 | 2 | 2 | 0.094395 | 0.62322 | 0
12 | 199.8026 | 1.078 | 2.5958 | 0.15042 | 0.19016 | 0.14627 | 0.25321 | 5 | 0.2556 | 0.45153 | 0.21407 | 1.1416 | 1717.8184 | 1182.9151 | 0.26516 | 0.33335 | 1168.8771 | 959.7646 | 0.18426 | 0.33331 | 2077.7188 | 1298.6078 | 0.17243 | 1 | 1 | 0.08651 | 0.38321 | 0
7 | 151.4709 | 1.9895 | 2.8734 | 0.20366 | 0.24817 | 0.103 | 0.31633 | 4 | 0.61018 | 0.4531 | 0.28776 | 1.0671 | 1604.5758 | 659.8506 | 0.27124 | 0.39956 | 1672.4731 | 1144.7669 | 0.2373 | 0.29408 | 1399.8252 | 1030.3081 | 0.099277 | 1 | 1 | 0.084557 | 0.66998 | 4
4 | 186.8558 | 3.9172 | 2.7875 | 0.12236 | 0.24189 | 0.39502 | 0.12154 | 7 | 0.76787 | 0.51998 | 0.27155 | 0.80929 | 1638.5428 | 1133.4247 | 0.23744 | 0.4818 | 1147.3069 | 1057.9077 | 0.2821 | 0.35174 | 1302.8875 | 1011.3129 | 0.14233 | 2 | 2 | 0.081845 | 0.75925 | 6
2 | 241.4901 | 2.8116 | 2.9695 | 0.32617 | 0.37369 | 0.38005 | 0.30512 | 3 | 0.32854 | 0.35899 | 0.29618 | 0.77237 | 1796.479 | 921.2388 | 0.26045 | 0.32626 | 1600.9526 | 970.4357 | 0.29014 | 0.38867 | 1795.9665 | 945.7713 | 0.13849 | 1 | 2 | 0.075113 | 0.49388 | 0
7 | 170.584 | 3.0051 | 2.4404 | 0.39889 | 0.10816 | 0.19986 | 0.39675 | 4 | 0.54719 | 0.82839 | 0.21306 | 1.1567 | 1627.5321 | 985.1043 | 0.24068 | 0.44306 | 1468.989 | 1307.3569 | 0.23945 | 0.43371 | 2148.5702 | 827.1034 | 0.12989 | 1 | 1 | 0.079989 | 0.48329 | 0
10 | 236.9106 | 1.7743 | 2.6485 | 0.3101 | 0.10779 | 0.31948 | 0.2102 | 4 | 0.80457 | 0.34023 | 0.17888 | 1.2588 | 1707.1534 | 1092.8715 | 0.22208 | 0.45531 | 1703.0198 | 664.2109 | 0.23963 | 0.37423 | 2212.2723 | 973.3881 | 0.19912 | 2 | 1 | 0.059786 | 0.72864 | 2
8 | 176.5932 | 1.9956 | 3.1639 | 0.19586 | 0.16116 | 0.10448 | 0.12834 | 7 | 0.57826 | 0.56037 | 0.27814 | 1.4608 | 1570.418 | 1162.2005 | 0.2069 | 0.35088 | 1629.6723 | 844.7558 | 0.26543 | 0.38826 | 2153.0959 | 867.2905 | 0.15788 | 2 | 2 | 0.10462 | 0.68383 | 0
1 | 91.6717 | 1.221 | 3.1606 | 0.19943 | 0.25149 | 0.35687 | 0.32793 | 3 | 0.71311 | 0.72753 | 0.21081 | 1.1579 | 1522.8758 | 1269.7758 | 0.22758 | 0.54425 | 1001.7603 | 978.7948 | 0.29993 | 0.21907 | 2437.4053 | 980.4851 | 0.19359 | 2 | 2 | 0.093806 | 0.39666 | 2
8 | 288.8898 | 4.7146 | 2.9669 | 0.34668 | 0.12397 | 0.31514 | 0.19387 | 7 | 0.14699 | 0.47221 | 0.19109 | 1.4698 | 1505.0971 | 571.245 | 0.21859 | 0.47743 | 1511.0456 | 1111.435 | 0.26268 | 0.36435 | 1742.4198 | 1292.1429 | 0.12664 | 1 | 2 | 0.053381 | 0.61208 | 4
12 | 267.8415 | 2.1415 | 2.4337 | 0.1586 | 0.16879 | 0.29799 | 0.24506 | 4 | 0.23241 | 0.42951 | 0.21997 | 1.551 | 1799.4829 | 1126.9163 | 0.23191 | 0.42737 | 1235.5451 | 977.0779 | 0.27932 | 0.26285 | 1691.3109 | 925.2444 | 0.14644 | 2 | 1 | 0.05156 | 0.44082 | 6
3 | 274.7461 | 4.9601 | 3.1953 | 0.18412 | 0.10991 | 0.26662 | 0.38603 | 6 | 0.62567 | 0.40503 | 0.17945 | 1.1495 | 1635.5567 | 1027.9532 | 0.24164 | 0.46774 | 1669.9966 | 1035.4818 | 0.20976 | 0.39297 | 2000.2039 | 1464.0096 | 0.17901 | 1 | 2 | 0.075322 | 0.54172 | 0
1 | 273.3891 | 4.6689 | 2.514 | 0.21155 | 0.24361 | 0.28844 | 0.10087 | 7 | 0.67292 | 0.4475 | 0.2073 | 1.3788 | 1692.9241 | 918.1196 | 0.22433 | 0.41414 | 1306.187 | 995.8419 | 0.28488 | 0.30445 | 2285.7628 | 1157.5446 | 0.10507 | 2 | 2 | 0.080285 | 0.34301 | 6
3 | 200.5469 | 3.6758 | 2.6505 | 0.27575 | 0.32468 | 0.25748 | 0.26397 | 5 | 0.38699 | 0.64623 | 0.26723 | 1.6053 | 1734.9872 | 911.3167 | 0.29036 | 0.36453 | 1128.6835 | 1190.7224 | 0.24869 | 0.32617 | 1647.7099 | 1241.1412 | 0.21565 | 2 | 2 | 0.08537 | 0.76237 | 4
11 | 231.2572 | 3.4898 | 2.9908 | 0.18453 | 0.32901 | 0.262 | 0.36886 | 6 | 0.31873 | 0.41512 | 0.19324 | 1.5735 | 1643.0518 | 1076.0701 | 0.24668 | 0.44759 | 1116.0234 | 1229.5941 | 0.27307 | 0.25484 | 2230.8759 | 1055.1518 | 0.19557 | 1 | 1 | 0.069966 | 0.87824 | 2
1 | 117.52 | 3.3542 | 3.0899 | 0.10145 | 0.25373 | 0.37074 | 0.37108 | 6 | 0.26372 | 0.75674 | 0.16232 | 1.32 | 1750.0135 | 812.6493 | 0.21036 | 0.52234 | 1338.2118 | 628.6982 | 0.24538 | 0.2962 | 2084.2687 | 739.8442 | 0.16676 | 2 | 1 | 0.08406 | 0.61894 | 0
7 | 244.398 | 1.9699 | 2.8901 | 0.33935 | 0.36392 | 0.10752 | 0.11717 | 6 | 0.83178 | 0.38858 | 0.21237 | 0.94753 | 1600.929 | 926.0557 | 0.21591 | 0.41328 | 1153.0959 | 894.6935 | 0.24378 | 0.34229 | 1747.6178 | 1295.3261 | 0.16079 | 1 | 1 | 0.095041 | 0.70249 | 4
10 | 259.8632 | 2.2568 | 2.9987 | 0.103 | 0.31577 | 0.18363 | 0.24748 | 5 | 0.17398 | 0.54586 | 0.15569 | 0.96983 | 1644.8812 | 1389.9581 | 0.21063 | 0.49189 | 1431.7384 | 713.3129 | 0.21906 | 0.3917 | 1815.5755 | 888.5763 | 0.17779 | 1 | 1 | 0.094271 | 0.71194 | 6
10 | 192.1547 | 2.8266 | 3.3975 | 0.15893 | 0.14318 | 0.31219 | 0.14695 | 7 | 0.7169 | 0.25869 | 0.20634 | 1.1681 | 1572.3496 | 934.8542 | 0.25866 | 0.38112 | 1474.2201 | 1411.1028 | 0.24246 | 0.25666 | 2379.1394 | 897.0573 | 0.12338 | 2 | 2 | 0.08507 | 0.79866 | 6
1 | 279.09 | 2.9202 | 2.4911 | 0.25383 | 0.12574 | 0.21795 | 0.29355 | 6 | 0.80994 | 0.51763 | 0.20656 | 0.87194 | 1596.8807 | 1214.3434 | 0.24754 | 0.51431 | 1463.9421 | 927.0553 | 0.1674 | 0.39 | 1932.3115 | 975.8068 | 0.13567 | 1 | 2 | 0.074897 | 0.59536 | 2
8 | 125.0342 | 3.2068 | 2.6115 | 0.16139 | 0.21198 | 0.31745 | 0.36686 | 3 | 0.42323 | 0.82671 | 0.16871 | 1.2567 | 1607.0214 | 1032.5884 | 0.21112 | 0.43196 | 1265.5739 | 803.7128 | 0.17595 | 0.3336 | 1833.6075 | 1250.9984 | 0.10983 | 1 | 2 | 0.077268 | 0.71937 | 6
11 | 254.2891 | 4.559 | 3.2629 | 0.38865 | 0.20163 | 0.13709 | 0.33782 | 3 | 0.3773 | 0.34437 | 0.2761 | 0.86362 | 1653.9505 | 1056.1037 | 0.21432 | 0.4643 | 1494.8445 | 1116.9821 | 0.21734 | 0.29948 | 2053.7438 | 1046.13 | 0.11448 | 1 | 2 | 0.069893 | 0.56057 | 4
8 | 134.0616 | 2.8966 | 3.1116 | 0.24558 | 0.27152 | 0.39848 | 0.1417 | 4 | 0.81261 | 0.69936 | 0.23398 | 1.4048 | 1781.6632 | 907.2309 | 0.26106 | 0.38448 | 1019.8539 | 891.8457 | 0.18807 | 0.2517 | 2118.1427 | 897.8496 | 0.17568 | 1 | 1 | 0.099119 | 0.61775 | 2
9 | 239.6443 | 3.6109 | 2.5618 | 0.1184 | 0.13768 | 0.25857 | 0.11854 | 7 | 0.71978 | 0.53918 | 0.2462 | 1.4294 | 1551.5227 | 805.1858 | 0.21876 | 0.47777 | 1682.2037 | 1063.3807 | 0.25289 | 0.4051 | 1686.8888 | 649.4245 | 0.11776 | 2 | 2 | 0.068782 | 0.53532 | 6
6 | 292.978 | 4.9921 | 3.0953 | 0.38215 | 0.38349 | 0.31383 | 0.19552 | 6 | 0.45953 | 0.49396 | 0.24693 | 1.2109 | 1545.4346 | 1051.969 | 0.27289 | 0.45994 | 1445.3973 | 865.8387 | 0.18844 | 0.34762 | 2239.1814 | 1221.651 | 0.15579 | 1 | 2 | 0.071957 | 0.76594 | 4
1 | 104.6769 | 1.3003 | 2.5114 | 0.19226 | 0.13525 | 0.24329 | 0.35748 | 4 | 0.58252 | 0.51007 | 0.16694 | 1.2205 | 1655.3346 | 1154.9623 | 0.25036 | 0.54175 | 1364.696 | 1268.8223 | 0.14608 | 0.34743 | 2636.9654 | 1303.3348 | 0.12914 | 2 | 1 | 0.061613 | 0.63022 | 4
8 | 281.0818 | 2.6784 | 3.2592 | 0.23968 | 0.21155 | 0.26248 | 0.31222 | 4 | 0.20879 | 0.69425 | 0.25307 | 1.3183 | 1784.4348 | 982.2518 | 0.2577 | 0.36613 | 1537.5813 | 801.0063 | 0.20751 | 0.36891 | 2445.2928 | 1045.4937 | 0.14198 | 1 | 1 | 0.045 | 0.74934 | 2
6 | 109.9034 | 3.3767 | 3.2792 | 0.2638 | 0.10148 | 0.11491 | 0.37731 | 7 | 0.45796 | 0.26872 | 0.29401 | 1.1326 | 1569.7854 | 951.8279 | 0.22887 | 0.46958 | 1402.3081 | 1009.9026 | 0.20198 | 0.34476 | 2412.4484 | 921.0319 | 0.14069 | 2 | 2 | 0.063884 | 0.61029 | 2
6 | 197.764 | 4.1921 | 2.7169 | 0.36747 | 0.16371 | 0.37307 | 0.19565 | 4 | 0.46855 | 0.62306 | 0.20349 | 1.3588 | 1742.7448 | 855.6612 | 0.21618 | 0.44916 | 1388.3645 | 1147.7598 | 0.18626 | 0.22026 | 1683.0567 | 863.3519 | 0.12361 | 1 | 1 | 0.066373 | 0.89711 | 4
2 | 165.4786 | 2.2614 | 3.042 | 0.31126 | 0.3453 | 0.28624 | 0.10315 | 6 | 0.28574 | 0.32575 | 0.16948 | 0.94262 | 1634.7496 | 865.1182 | 0.25469 | 0.45421 | 1671.035 | 1295.6842 | 0.19211 | 0.27375 | 1709.0864 | 804.0562 | 0.12835 | 1 | 2 | 0.095327 | 0.60766 | 2
2 | 141.3723 | 2.3335 | 3.4228 | 0.2793 | 0.30772 | 0.15905 | 0.32128 | 6 | 0.44884 | 0.33142 | 0.23316 | 0.93951 | 1709.1854 | 879.0677 | 0.20021 | 0.34054 | 1770.9897 | 867.8014 | 0.22687 | 0.20438 | 1508.5727 | 1085.6281 | 0.14375 | 2 | 1 | 0.08037 | 0.47066 | 2
2 | 258.0875 | 1.7639 | 2.7821 | 0.11093 | 0.31692 | 0.29183 | 0.19877 | 5 | 0.54372 | 0.4322 | 0.28249 | 1.0891 | 1649.5868 | 1122.4049 | 0.24517 | 0.38849 | 1469.9231 | 1106.3859 | 0.24564 | 0.22787 | 1934.8116 | 841.9878 | 0.11605 | 1 | 1 | 0.063723 | 0.65459 | 4
11 | 207.4281 | 1.5645 | 3.0325 | 0.25984 | 0.25644 | 0.33079 | 0.23145 | 4 | 0.53564 | 0.35692 | 0.29094 | 1.184 | 1695.0281 | 1217.6806 | 0.21894 | 0.45888 | 1484.1305 | 588.7286 | 0.19439 | 0.36248 | 2303.4627 | 943.143 | 0.16164 | 1 | 1 | 0.087885 | 0.7577 | 6
3 | 152.5291 | 1.7254 | 3.2261 | 0.25497 | 0.27532 | 0.12211 | 0.20827 | 5 | 0.40003 | 0.14895 | 0.17445 | 0.93516 | 1769.5758 | 837.772 | 0.23282 | 0.4184 | 1526.2426 | 1250.3378 | 0.17438 | 0.21715 | 2381.0372 | 1114.4198 | 0.12871 | 1 | 2 | 0.066394 | 0.711 | 4
12 | 110.7688 | 1.9644 | 3.3115 | 0.33525 | 0.19609 | 0.24977 | 0.26891 | 7 | 0.36721 | 0.58806 | 0.20752 | 1.0233 | 1639.7402 | 1233.101 | 0.22638 | 0.44514 | 1002.613 | 1241.3554 | 0.23234 | 0.33533 | 2590.5633 | 1041.0578 | 0.20233 | 1 | 2 | 0.084641 | 0.55873 | 0
1 | 201.0178 | 2.0049 | 3.3898 | 0.15628 | 0.22547 | 0.27044 | 0.25876 | 7 | 0.46385 | 0.5042 | 0.22318 | 1.1016 | 1731.2804 | 915.5309 | 0.20438 | 0.49237 | 1055.8718 | 916.7579 | 0.16644 | 0.35293 | 2028.6493 | 1063.8148 | 0.18728 | 1 | 1 | 0.083183 | 0.86964 | 6
11 | 163.8782 | 3.8878 | 3.369 | 0.24456 | 0.38072 | 0.31467 | 0.32641 | 6 | 0.51892 | 0.46974 | 0.27159 | 1.5775 | 1556.1258 | 780.9037 | 0.2018 | 0.37789 | 1591.8116 | 1218.7212 | 0.1931 | 0.34806 | 1505.6927 | 938.0017 | 0.12648 | 2 | 1 | 0.052612 | 0.75232 | 0
1 | 254.9469 | 3.2025 | 3.2867 | 0.32645 | 0.37541 | 0.26335 | 0.19407 | 7 | 0.54695 | 0.44393 | 0.22059 | 1.4199 | 1588.0872 | 892.0889 | 0.22599 | 0.45962 | 1709.1231 | 1057.1284 | 0.15899 | 0.2229 | 1797.8511 | 727.713 | 0.16952 | 1 | 2 | 0.076339 | 0.579 | 6
2 | 107.0916 | 4.2905 | 3.4619 | 0.11922 | 0.25888 | 0.13378 | 0.30209 | 7 | 0.57387 | 0.51256 | 0.27633 | 1.2486 | 1580.0913 | 900.1369 | 0.277 | 0.44701 | 1502.5141 | 1094.6481 | 0.24024 | 0.39654 | 1255.3144 | 1307.5926 | 0.20503 | 1 | 2 | 0.09664 | 0.66589 | 0
12 | 203.8164 | 2.7879 | 3.457 | 0.18764 | 0.32427 | 0.1917 | 0.27421 | 7 | 0.61405 | 0.26361 | 0.15963 | 1.324 | 1640.8272 | 1096.6852 | 0.24905 | 0.46547 | 1492.8646 | 1103.8117 | 0.16093 | 0.21144 | 1390.398 | 1196.9012 | 0.11369 | 1 | 2 | 0.075967 | 0.68239 | 4
7 | 237.3689 | 2.5028 | 2.7265 | 0.22828 | 0.22507 | 0.2563 | 0.25079 | 3 | 0.49933 | 0.53901 | 0.16777 | 0.76224 | 1797.6326 | 773.5754 | 0.23356 | 0.42458 | 1456.0264 | 1106.8266 | 0.23038 | 0.31198 | 1897.433 | 1278.3222 | 0.16131 | 1 | 2 | 0.067563 | 0.56237 | 0
2 | 255.2365 | 1.8786 | 3.3661 | 0.30819 | 0.37754 | 0.20526 | 0.19032 | 7 | 0.38506 | 0.54917 | 0.18964 | 1.0663 | 1515.9533 | 920.125 | 0.25885 | 0.4966 | 1487.1845 | 1002.7023 | 0.22698 | 0.38406 | 1173.2794 | 921.8404 | 0.1227 | 1 | 2 | 0.085992 | 0.68129 | 6
2 | 178.4083 | 4.6146 | 2.5583 | 0.13709 | 0.31493 | 0.30021 | 0.32948 | 7 | 0.43108 | 0.51646 | 0.1815 | 1.1853 | 1529.9654 | 1204.6377 | 0.30179 | 0.351 | 1103.925 | 886.2119 | 0.1753 | 0.33107 | 1552.7516 | 922.4842 | 0.23372 | 1 | 2 | 0.056422 | 0.7621 | 6
5 | 145.5098 | 1.1431 | 3.2711 | 0.38366 | 0.26415 | 0.38281 | 0.35173 | 4 | 0.4007 | 0.47466 | 0.18761 | 1.3809 | 1592.7233 | 1004.3588 | 0.20589 | 0.39925 | 1216.1754 | 837.9822 | 0.20397 | 0.2911 | 2073.9892 | 895.9641 | 0.21966 | 1 | 1 | 0.062649 | 0.63659 | 2
2 | 133.409 | 2.3067 | 2.4804 | 0.13936 | 0.39906 | 0.39704 | 0.18929 | 3 | 0.50915 | 0.49011 | 0.21124 | 1.292 | 1726.744 | 939.3551 | 0.21696 | 0.55448 | 1334.1352 | 1001.7543 | 0.18116 | 0.30381 | 2257.3641 | 1107.3151 | 0.18917 | 2 | 1 | 0.043237 | 0.66885 | 4
6 | 157.8461 | 1.5826 | 2.4001 | 0.21286 | 0.16743 | 0.32111 | 0.26064 | 3 | 0.34221 | 0.32186 | 0.22015 | 1.6364 | 1691.9541 | 884.5751 | 0.2468 | 0.51783 | 1155.004 | 1423.5028 | 0.29579 | 0.37096 | 2151.7077 | 1138.1773 | 0.1497 | 2 | 1 | 0.076654 | 0.70377 | 0
8 | 174.3394 | 3.4694 | 2.7474 | 0.20105 | 0.20106 | 0.26054 | 0.10032 | 4 | 0.23645 | 0.49602 | 0.24907 | 1.6501 | 1621.2604 | 1036.7346 | 0.23222 | 0.51984 | 1651.3378 | 982.5919 | 0.26797 | 0.22591 | 1701.1341 | 754.3571 | 0.15207 | 1 | 1 | 0.096458 | 0.58917 | 6
12 | 160.9232 | 4.7306 | 2.6765 | 0.18974 | 0.28316 | 0.12702 | 0.22158 | 6 | 0.65118 | 0.464 | 0.26259 | 1.3628 | 1536.8612 | 1066.9837 | 0.23097 | 0.38994 | 1362.279 | 1261.1743 | 0.24356 | 0.2533 | 2045.4667 | 1160.9769 | 0.14845 | 1 | 2 | 0.083265 | 0.83084 | 4
2 | 147.9846 | 2.661 | 2.9232 | 0.28063 | 0.33308 | 0.38113 | 0.20107 | 7 | 0.4939 | 0.89786 | 0.18231 | 1.272 | 1756.3286 | 666.2628 | 0.24449 | 0.44269 | 1629.0708 | 987.8374 | 0.24814 | 0.38193 | 2672.5662 | 881.0722 | 0.1973 | 1 | 2 | 0.083584 | 0.77663 | 0
5 | 215.3709 | 4.8555 | 2.7145 | 0.32874 | 0.35597 | 0.28834 | 0.23685 | 7 | 0.53153 | 0.35801 | 0.28174 | 1.0184 | 1527.5537 | 807.0509 | 0.21488 | 0.44079 | 1342.5304 | 913.7096 | 0.24344 | 0.34007 | 2388.41 | 1011.0944 | 0.10231 | 2 | 1 | 0.086902 | 0.68316 | 6
11 | 229.3247 | 2.721 | 2.4832 | 0.17937 | 0.20279 | 0.34695 | 0.24055 | 4 | 0.44709 | 0.4276 | 0.24291 | 0.79849 | 1713.3939 | 1493.8068 | 0.21425 | 0.37882 | 1652.7525 | 1191.7394 | 0.16426 | 0.27064 | 2008.8893 | 889.7356 | 0.11791 | 1 | 2 | 0.098259 | 0.47241 | 0
2 | 188.1619 | 4.8204 | 3.3253 | 0.21611 | 0.3251 | 0.39063 | 0.21451 | 6 | 0.84847 | 0.40455 | 0.2277 | 0.82019 | 1522.7426 | 795.648 | 0.26226 | 0.40879 | 1293.2098 | 1062.4149 | 0.17371 | 0.36218 | 2205.2563 | 774.0037 | 0.12844 | 1 | 2 | 0.05596 | 0.68959 | 2
4 | 154.0707 | 2.8745 | 3.3775 | 0.37151 | 0.13746 | 0.14814 | 0.17789 | 7 | 0.60617 | 0.39751 | 0.27789 | 1.5649 | 1581.254 | 994.1996 | 0.27638 | 0.466 | 1340.2916 | 764.8317 | 0.20629 | 0.34944 | 1978.3442 | 1071.1565 | 0.19418 | 2 | 1 | 0.066098 | 0.50552 | 0
3 | 222.4076 | 1.2872 | 2.5085 | 0.11998 | 0.37884 | 0.37337 | 0.36315 | 6 | 0.37985 | 0.58619 | 0.21597 | 1.0809 | 1788.132 | 1030.1326 | 0.22809 | 0.39148 | 1668.5539 | 718.5154 | 0.19096 | 0.32006 | 2012.5032 | 986.493 | 0.11624 | 2 | 1 | 0.078002 | 0.63122 | 4
4 | 278.7645 | 3.9415 | 3.2563 | 0.3751 | 0.16893 | 0.34519 | 0.34761 | 4 | 0.12166 | 0.39015 | 0.23766 | 0.84791 | 1752.8958 | 787.9495 | 0.20749 | 0.49337 | 1373.2313 | 962.4286 | 0.27583 | 0.23041 | 2497.0162 | 1021.0339 | 0.12543 | 2 | 1 | 0.065363 | 0.70951 | 4
12 | 275.1613 | 1.8202 | 3.2954 | 0.11838 | 0.18052 | 0.1785 | 0.37384 | 6 | 0.58868 | 0.55717 | 0.21705 | 0.98294 | 1773.3175 | 649.8879 | 0.20048 | 0.35884 | 1092.1456 | 878.3489 | 0.18906 | 0.22895 | 2216.201 | 978.0903 | 0.14178 | 1 | 2 | 0.086344 | 0.53034 | 6
5 | 268.6123 | 3.9844 | 3.4458 | 0.32773 | 0.31826 | 0.24297 | 0.17631 | 6 | 0.48237 | 0.59616 | 0.24063 | 1.1789 | 1797.3955 | 1342.0152 | 0.20651 | 0.45309 | 1723.159 | 1141.1089 | 0.19162 | 0.31601 | 2044.2692 | 1178.7513 | 0.15054 | 1 | 2 | 0.074613 | 0.75712 | 2
3 | 260.6634 | 3.4571 | 2.5986 | 0.25325 | 0.33529 | 0.29358 | 0.2336 | 4 | 0.72331 | 0.47768 | 0.18793 | 1.4184 | 1691.7342 | 1051.3874 | 0.21929 | 0.54037 | 1219.5019 | 1395.8845 | 0.23388 | 0.23962 | 1329.4025 | 1090.8786 | 0.17228 | 1 | 1 | 0.082112 | 0.74268 | 4
12 | 202.8407 | 1.506 | 3.3951 | 0.10479 | 0.12352 | 0.16631 | 0.37424 | 4 | 0.24388 | 0.17305 | 0.27486 | 1.4851 | 1584.1845 | 1064.3693 | 0.20611 | 0.33822 | 1781.1655 | 887.9146 | 0.24724 | 0.37198 | 1873.3824 | 1492.5836 | 0.14501 | 1 | 1 | 0.080829 | 0.69014 | 4
7 | 91.9045 | 1.3486 | 3.3763 | 0.36688 | 0.38877 | 0.3052 | 0.1156 | 7 | 0.7994 | 0.51678 | 0.20996 | 1.3552 | 1634.2872 | 1086.8488 | 0.26638 | 0.44559 | 1190.8435 | 964.132 | 0.13772 | 0.34788 | 1912.3029 | 967.4896 | 0.19036 | 1 | 2 | 0.084763 | 0.81699 | 0
8 | 172.9967 | 3.7163 | 3.1878 | 0.12361 | 0.25838 | 0.13536 | 0.24325 | 5 | 0.24475 | 0.34339 | 0.26186 | 1.3903 | 1521.564 | 924.2345 | 0.29005 | 0.51822 | 1650.9682 | 849.9627 | 0.30239 | 0.4139 | 1796.5458 | 901.6221 | 0.14247 | 2 | 1 | 0.064176 | 0.79479 | 0
9 | 276.6463 | 2.7803 | 2.905 | 0.19286 | 0.35839 | 0.11892 | 0.23454 | 4 | 0.53619 | 0.57189 | 0.26562 | 1.1272 | 1659.8038 | 1114.1239 | 0.21049 | 0.38625 | 1498.0746 | 1167.8369 | 0.26633 | 0.32072 | 1943.7828 | 818.5562 | 0.17475 | 2 | 1 | 0.072109 | 0.77734 | 6
3 | 94.4141 | 2.0312 | 2.4024 | 0.36841 | 0.25119 | 0.25463 | 0.38977 | 4 | 0.40196 | 0.42125 | 0.26927 | 1.2877 | 1562.0836 | 1060.8056 | 0.20361 | 0.39236 | 1307.2396 | 1026.5034 | 0.17505 | 0.3822 | 1699.3078 | 1105.1535 | 0.088411 | 2 | 2 | 0.046907 | 0.45133 | 4
5 | 115.3655 | 2.6083 | 2.4584 | 0.11509 | 0.37025 | 0.29361 | 0.31915 | 4 | 0.27086 | 0.36812 | 0.2304 | 1.3942 | 1654.5253 | 1324.2759 | 0.28824 | 0.47129 | 1040.6718 | 905.955 | 0.18029 | 0.37603 | 1567.4517 | 894.1943 | 0.15087 | 1 | 1 | 0.10604 | 0.85353 | 6
8 | 133.1281 | 2.2528 | 2.6409 | 0.30429 | 0.19809 | 0.30208 | 0.37283 | 6 | 0.13251 | 0.2575 | 0.25265 | 1.6031 | 1753.5632 | 629.2731 | 0.21022 | 0.36426 | 1734.5249 | 1091.0945 | 0.2212 | 0.32508 | 1907.3596 | 977.2818 | 0.20168 | 1 | 2 | 0.087166 | 0.64655 | 2
6 | 226.9737 | 2.3774 | 2.9384 | 0.18217 | 0.15586 | 0.12466 | 0.28668 | 5 | 0.23952 | 0.23573 | 0.16038 | 1.3259 | 1637.6223 | 950.6447 | 0.21852 | 0.40146 | 1452.0395 | 760.3401 | 0.16007 | 0.30475 | 2533.8166 | 952.71 | 0.17617 | 1 | 1 | 0.07095 | 0.58215 | 4
1 | 188.9374 | 3.1324 | 2.4587 | 0.15453 | 0.35731 | 0.19158 | 0.33483 | 6 | 0.63117 | 0.40017 | 0.17063 | 1.2069 | 1555.7541 | 1307.7267 | 0.23372 | 0.38236 | 1275.2845 | 832.4859 | 0.28329 | 0.29683 | 2343.0558 | 1249.2708 | 0.17965 | 2 | 2 | 0.070613 | 0.62886 | 6
5 | 140.3386 | 1.9376 | 3.1731 | 0.31339 | 0.2383 | 0.33925 | 0.21622 | 7 | 0.19193 | 0.57129 | 0.23272 | 0.85263 | 1526.5821 | 1281.6908 | 0.23026 | 0.49514 | 1196.0149 | 799.1752 | 0.19072 | 0.42749 | 1940.7163 | 932.2785 | 0.16098 | 1 | 2 | 0.056626 | 0.72444 | 6
12 | 201.611 | 4.9801 | 3.2943 | 0.21226 | 0.34857 | 0.26896 | 0.32413 | 7 | 0.33563 | 0.39636 | 0.20883 | 1.661 | 1623.3989 | 1109.1524 | 0.20629 | 0.4232 | 1385.367 | 884.4371 | 0.24757 | 0.31444 | 1753.0046 | 824.2286 | 0.22634 | 1 | 2 | 0.090677 | 0.49997 | 4
2 | 236.5663 | 1.1989 | 2.9285 | 0.21389 | 0.15003 | 0.15477 | 0.16051 | 4 | 0.41463 | 0.70802 | 0.2046 | 1.1834 | 1568.1512 | 841.8054 | 0.23464 | 0.41198 | 1212.763 | 1192.6914 | 0.26781 | 0.31304 | 1287.3259 | 1275.8164 | 0.18966 | 1 | 2 | 0.080592 | 0.66806 | 4
12 | 250.8317 | 2.4817 | 2.8442 | 0.25849 | 0.12138 | 0.37751 | 0.38206 | 7 | 0.30262 | 0.74514 | 0.19607 | 0.95265 | 1770.5866 | 1387.2569 | 0.20411 | 0.46342 | 1097.6601 | 768.6931 | 0.26049 | 0.37074 | 2433.0245 | 547.6476 | 0.099959 | 2 | 1 | 0.071123 | 0.83712 | 6
9 | 264.8781 | 2.1616 | 3.0622 | 0.24081 | 0.20406 | 0.14454 | 0.32311 | 6 | 0.17084 | 0.49479 | 0.19706 | 1.3606 | 1514.4514 | 1093.5725 | 0.23527 | 0.48087 | 1344.4528 | 877.4943 | 0.26671 | 0.33453 | 2168.5213 | 1003.6715 | 0.13719 | 1 | 2 | 0.074955 | 0.67416 | 4
6 | 282.9672 | 2.7928 | 3.0757 | 0.26866 | 0.20564 | 0.19025 | 0.22723 | 7 | 0.39922 | 0.55445 | 0.18389 | 1.0462 | 1648.824 | 906.692 | 0.22687 | 0.53185 | 1391.1517 | 1139.0097 | 0.24701 | 0.43875 | 2633.2567 | 1220.2484 | 0.10431 | 1 | 2 | 0.077843 | 0.64119 | 2
4 | 272.9698 | 2.4459 | 2.5603 | 0.23715 | 0.12204 | 0.10018 | 0.33441 | 7 | 0.2697 | 0.57585 | 0.18084 | 1.1063 | 1721.0124 | 1141.3936 | 0.22068 | 0.39735 | 1324.9487 | 1462.7046 | 0.24029 | 0.24693 | 2321.226 | 875.8467 | 0.16519 | 2 | 2 | 0.10102 | 0.60833 | 6
3 | 201.3583 | 4.3746 | 3.2464 | 0.14091 | 0.17899 | 0.3825 | 0.14912 | 6 | 0.76156 | 0.38523 | 0.23028 | 1.1742 | 1610.1475 | 909.002 | 0.2293 | 0.41065 | 1372.054 | 795.1401 | 0.24684 | 0.18185 | 2228.6601 | 994.77 | 0.16845 | 1 | 1 | 0.069474 | 0.63501 | 0
8 | 130.2568 | 3.0486 | 3.2807 | 0.34351 | 0.37847 | 0.23857 | 0.13513 | 7 | 0.65235 | 0.50574 | 0.22635 | 1.1915 | 1667.3611 | 1143.4414 | 0.21494 | 0.52656 | 1193.3125 | 1093.2689 | 0.20641 | 0.33707 | 1517.2674 | 1027.7115 | 0.15811 | 2 | 2 | 0.071583 | 0.72911 | 2
12 | 204.9389 | 2.4173 | 2.4512 | 0.11198 | 0.12766 | 0.39203 | 0.16365 | 5 | 0.24822 | 0.58037 | 0.25194 | 1.2522 | 1591.0674 | 1238.6011 | 0.2072 | 0.479 | 1186.3269 | 776.0039 | 0.22146 | 0.2612 | 2282.6173 | 771.4557 | 0.097557 | 2 | 2 | 0.085873 | 0.80342 | 0
12 | 279.288 | 4.6297 | 3.2339 | 0.16968 | 0.27579 | 0.25784 | 0.24209 | 6 | 0.70716 | 0.12366 | 0.18596 | 1.4042 | 1587.3337 | 522.1556 | 0.23659 | 0.54206 | 1699.094 | 869.8856 | 0.2084 | 0.29762 | 1525.9704 | 873.0298 | 0.13503 | 2 | 2 | 0.09308 | 0.65911 | 2
2 | 205.7909 | 2.9952 | 2.8259 | 0.17527 | 0.24572 | 0.28355 | 0.16617 | 7 | 0.51443 | 0.52068 | 0.1831 | 1.5364 | 1518.7703 | 785.3585 | 0.20079 | 0.40607 | 1246.2563 | 1279.0065 | 0.16653 | 0.39629 | 1823.3336 | 916.1693 | 0.12968 | 2 | 2 | 0.099518 | 0.5907 | 6
9 | 157.7089 | 4.8478 | 2.8702 | 0.36461 | 0.12102 | 0.17755 | 0.34406 | 3 | 0.44351 | 0.66062 | 0.17819 | 1.2685 | 1602.4618 | 860.4761 | 0.23445 | 0.45745 | 1691.8671 | 791.3877 | 0.17094 | 0.27938 | 1452.4993 | 1066.3084 | 0.13868 | 2 | 1 | 0.049876 | 0.65369 | 0
2 | 210.0354 | 3.9026 | 2.7993 | 0.24378 | 0.13682 | 0.35215 | 0.2777 | 3 | 0.49467 | 0.41223 | 0.27766 | 1.6222 | 1795.3681 | 925.1563 | 0.20634 | 0.43273 | 1698.4536 | 734.3266 | 0.23404 | 0.35597 | 1844.9856 | 1187.6224 | 0.15483 | 1 | 1 | 0.088408 | 0.81578 | 0
7 | 193.0461 | 4.5833 | 2.757 | 0.20309 | 0.12866 | 0.12981 | 0.10556 | 6 | 0.36885 | 0.253 | 0.15434 | 1.3891 | 1539.2299 | 714.9133 | 0.28926 | 0.31708 | 1406.4259 | 744.762 | 0.22769 | 0.2943 | 2363.689 | 971.8315 | 0.17278 | 2 | 2 | 0.088867 | 0.73216 | 2
5 | 140.7466 | 3.411 | 2.902 | 0.37378 | 0.21001 | 0.30178 | 0.32277 | 6 | 0.54549 | 0.59857 | 0.1929 | 1.2463 | 1685.8763 | 1142.8531 | 0.20459 | 0.3743 | 1364.1636 | 1171.3115 | 0.21651 | 0.23988 | 2333.3003 | 611.6804 | 0.18238 | 2 | 1 | 0.060196 | 0.72741 | 6
3 | 299.8789 | 2.7093 | 2.4116 | 0.24125 | 0.29777 | 0.21337 | 0.16903 | 4 | 0.69122 | 0.63854 | 0.23876 | 1.1811 | 1644.323 | 747.2145 | 0.25709 | 0.39351 | 1771.5139 | 790.223 | 0.15647 | 0.25714 | 2264.8642 | 825.0268 | 0.17879 | 1 | 2 | 0.067443 | 0.74809 | 6
9 | 297.9969 | 3.5507 | 2.8422 | 0.24422 | 0.29906 | 0.18235 | 0.14328 | 4 | 0.27434 | 0.23473 | 0.21661 | 1.3404 | 1670.5336 | 831.8461 | 0.23711 | 0.37266 | 1542.2553 | 748.175 | 0.1606 | 0.27909 | 2174.8932 | 1098.1886 | 0.12638 | 1 | 1 | 0.08192 | 0.74191 | 2
6 | 268.2648 | 2.7375 | 2.9782 | 0.23926 | 0.31309 | 0.14864 | 0.25471 | 5 | 0.6639 | 0.82198 | 0.28397 | 1.3383 | 1677.7268 | 1125.1754 | 0.20694 | 0.44425 | 1263.8502 | 998.2374 | 0.17272 | 0.27774 | 2500.0445 | 1104.7555 | 0.17022 | 2 | 1 | 0.073556 | 0.66553 | 2
7 | 258.4573 | 2.2257 | 3.3161 | 0.30158 | 0.39867 | 0.31983 | 0.22374 | 3 | 0.62061 | 0.56563 | 0.20046 | 1.5865 | 1584.6656 | 838.5657 | 0.25676 | 0.43101 | 1231.5142 | 715.7048 | 0.26709 | 0.40605 | 1583.7806 | 784.2193 | 0.19521 | 1 | 2 | 0.079862 | 0.60205 | 2
11 | 263.0037 | 4.1162 | 2.6868 | 0.16732 | 0.12684 | 0.21235 | 0.21348 | 5 | 0.30747 | 0.49965 | 0.27002 | 1.4022 | 1558.2984 | 805.7261 | 0.24291 | 0.40431 | 1529.2145 | 1061.5649 | 0.15929 | 0.31664 | 1921.6453 | 1026.3683 | 0.15379 | 2 | 2 | 0.060074 | 0.44356 | 6
8 | 226.0225 | 4.4031 | 2.4088 | 0.27256 | 0.24607 | 0.31798 | 0.27938 | 4 | 0.58731 | 0.16712 | 0.16835 | 1.1597 | 1630.4411 | 1122.9291 | 0.21578 | 0.37621 | 1121.0526 | 796.1784 | 0.1858 | 0.43479 | 2245.4104 | 723.5113 | 0.23818 | 1 | 1 | 0.073121 | 0.49204 | 2
5 | 121.7735 | 4.3597 | 2.7208 | 0.25207 | 0.11326 | 0.36255 | 0.17365 | 3 | 0.2032 | 0.63748 | 0.2631 | 1.5024 | 1626.8011 | 834.8794 | 0.2056 | 0.41095 | 1677.4407 | 1243.6289 | 0.22265 | 0.2703 | 1924.4007 | 998.6313 | 0.1663 | 2 | 2 | 0.083875 | 0.52344 | 2
11 | 282.1582 | 2.1 | 2.4618 | 0.25808 | 0.30383 | 0.26768 | 0.31745 | 7 | 0.404 | 0.78384 | 0.19988 | 1.2672 | 1716.9447 | 1316.5918 | 0.21554 | 0.32924 | 1343.5901 | 931.3723 | 0.33303 | 0.4027 | 2247.4757 | 944.8474 | 0.18125 | 1 | 2 | 0.086841 | 0.79257 | 2
4 | 149.7884 | 4.3077 | 2.4885 | 0.24791 | 0.31389 | 0.24516 | 0.18849 | 5 | 0.42557 | 0.31768 | 0.23169 | 1.4626 | 1652.9332 | 855.9162 | 0.22172 | 0.31036 | 1506.3964 | 897.776 | 0.24595 | 0.27706 | 1620.3084 | 1108.9959 | 0.12017 | 1 | 1 | 0.077584 | 0.6484 | 4
11 | 298.3345 | 2.8388 | 2.5086 | 0.28294 | 0.13889 | 0.27863 | 0.38363 | 3 | 0.15762 | 0.79098 | 0.24023 | 1.2047 | 1554.9309 | 895.9616 | 0.20883 | 0.37681 | 1395.6351 | 984.1361 | 0.22278 | 0.34626 | 2719.8713 | 1127.2859 | 0.2027 | 1 | 1 | 0.081585 | 0.59328 | 0
9 | 185.7325 | 2.7404 | 3.0873 | 0.30892 | 0.27935 | 0.16593 | 0.32106 | 6 | 0.44794 | 0.40606 | 0.26762 | 1.5273 | 1633.3073 | 1405.1341 | 0.24399 | 0.47088 | 1343.1102 | 1104.5725 | 0.15725 | 0.34263 | 2708.6787 | 929.3553 | 0.14465 | 2 | 1 | 0.078826 | 0.70359 | 6
2 | 225.5547 | 3.9913 | 3.1516 | 0.35996 | 0.36912 | 0.1264 | 0.10218 | 4 | 0.30173 | 0.38681 | 0.22284 | 1.3702 | 1582.5831 | 982.1045 | 0.20661 | 0.42317 | 1439.3251 | 647.6508 | 0.24208 | 0.24859 | 2162.8992 | 1390.0309 | 0.16781 | 2 | 2 | 0.046026 | 0.70713 | 2
12 | 232.746 | 4.8602 | 2.7448 | 0.21792 | 0.37502 | 0.3739 | 0.21977 | 7 | 0.31085 | 0.3823 | 0.18884 | 1.2546 | 1773.4797 | 889.4996 | 0.2789 | 0.56307 | 1476.3424 | 1096.8374 | 0.18231 | 0.33679 | 1856.7534 | 831.3106 | 0.1293 | 2 | 2 | 0.069184 | 0.402 | 2
1 | 101.9574 | 3.8953 | 3.4176 | 0.27784 | 0.2413 | 0.13303 | 0.1287 | 6 | 0.73696 | 0.3371 | 0.2076 | 1.414 | 1787.3956 | 685.6591 | 0.23341 | 0.56883 | 1189.0865 | 1134.4205 | 0.15603 | 0.25948 | 1810.9398 | 848.8244 | 0.11934 | 2 | 1 | 0.071216 | 0.92945 | 2
8 | 98.7435 | 2.9747 | 2.4201 | 0.17164 | 0.3945 | 0.14688 | 0.1882 | 5 | 0.63232 | 0.67005 | 0.21811 | 0.90724 | 1740.7883 | 1119.2795 | 0.26536 | 0.33826 | 1615 | 763.2336 | 0.25927 | 0.29281 | 2192.0084 | 1168.4737 | 0.13331 | 1 | 1 | 0.10287 | 0.5472 | 4
7 | 150.4635 | 4.5092 | 2.6045 | 0.24489 | 0.34658 | 0.34983 | 0.1974 | 7 | 0.51101 | 0.52676 | 0.2352 | 0.97189 | 1746.611 | 880.4404 | 0.20273 | 0.43551 | 1280.7428 | 968.2118 | 0.18762 | 0.27619 | 2579.3155 | 933.7315 | 0.12099 | 1 | 2 | 0.069823 | 0.55341 | 6
8 | 106.2192 | 1.8711 | 3.2881 | 0.35492 | 0.21447 | 0.29702 | 0.20256 | 3 | 0.79914 | 0.58694 | 0.2328 | 1.375 | 1572.9584 | 1255.5745 | 0.20261 | 0.56241 | 1261.2426 | 1101.1188 | 0.24739 | 0.27139 | 1876.2604 | 806.3539 | 0.12235 | 1 | 1 | 0.090577 | 0.51983 | 0
2 | 225.1511 | 3.9099 | 3.3392 | 0.12064 | 0.35672 | 0.37505 | 0.14227 | 5 | 0.61667 | 0.30759 | 0.22398 | 1.4008 | 1670.2023 | 974.2153 | 0.21989 | 0.45115 | 1583.6233 | 981.3612 | 0.26012 | 0.4563 | 1962.9659 | 990.8848 | 0.15317 | 2 | 1 | 0.086613 | 0.80937 | 4
11 | 164.409 | 2.411 | 3.3085 | 0.30477 | 0.28701 | 0.27729 | 0.38022 | 5 | 0.31617 | 0.6876 | 0.19752 | 1.5377 | 1652.2188 | 1098.22 | 0.2205 | 0.40526 | 1412.9707 | 936.8768 | 0.25705 | 0.39334 | 2074.4329 | 988.1428 | 0.15124 | 1 | 2 | 0.078683 | 0.54124 | 2
4 | 209.2691 | 1.6145 | 3.3198 | 0.17473 | 0.11481 | 0.2567 | 0.34058 | 4 | 0.33164 | 0.47401 | 0.22687 | 1.1529 | 1746.2797 | 713.1497 | 0.23738 | 0.40587 | 1082.3504 | 1059.2484 | 0.28674 | 0.35543 | 2218.4833 | 795.4324 | 0.17539 | 1 | 1 | 0.072615 | 0.67292 | 0
6 | 90.8951 | 3.8378 | 3.4852 | 0.14056 | 0.22219 | 0.35493 | 0.30818 | 4 | 0.34472 | 0.21332 | 0.25444 | 1.2598 | 1705.8525 | 614.7639 | 0.23317 | 0.4238 | 1198.7696 | 981.7578 | 0.28438 | 0.33721 | 1814.3444 | 905.3738 | 0.16154 | 2 | 2 | 0.048858 | 0.65724 | 6
4 | 106.4864 | 4.7228 | 2.7505 | 0.13298 | 0.34227 | 0.19822 | 0.2655 | 6 | 0.17922 | 0.19265 | 0.22879 | 1.3597 | 1671.2229 | 949.7279 | 0.23252 | 0.41556 | 1792.9872 | 1113.3092 | 0.23687 | 0.44497 | 1866.7506 | 672.2932 | 0.14092 | 2 | 1 | 0.083303 | 0.79592 | 4
9 | 251.8893 | 4.1864 | 2.6645 | 0.26709 | 0.1999 | 0.29886 | 0.34206 | 4 | 0.76923 | 0.74829 | 0.25059 | 0.89638 | 1641.7921 | 1449.8143 | 0.22004 | 0.48827 | 1601.995 | 512.0898 | 0.22259 | 0.23235 | 1775.9514 | 874.0022 | 0.14769 | 1 | 1 | 0.054361 | 0.80102 | 4
11 | 100.1673 | 4.6537 | 2.9509 | 0.31391 | 0.24401 | 0.28897 | 0.26181 | 5 | 0.25215 | 0.32616 | 0.28045 | 1.4448 | 1610.4904 | 1308.6006 | 0.22974 | 0.39127 | 1418.691 | 1027.6417 | 0.27029 | 0.25499 | 2329.9258 | 1090.8182 | 0.10207 | 1 | 1 | 0.067354 | 0.81784 | 0
2 | 199.6492 | 2.4965 | 3.1838 | 0.26292 | 0.38372 | 0.1459 | 0.16768 | 7 | 0.82008 | 0.70006 | 0.25742 | 1.4722 | 1758.5847 | 1100.445 | 0.22499 | 0.5107 | 1559.0161 | 1034.6137 | 0.29244 | 0.35792 | 1790.4809 | 961.6833 | 0.13671 | 2 | 2 | 0.079184 | 0.4806 | 4
4 | 129.8675 | 1.1166 | 2.8796 | 0.12975 | 0.14774 | 0.38957 | 0.25185 | 5 | 0.10092 | 0.3637 | 0.19838 | 1.2482 | 1554.1314 | 1324.7814 | 0.25589 | 0.49622 | 1177.0835 | 1137.195 | 0.28717 | 0.29328 | 2345.4374 | 879.5476 | 0.13829 | 1 | 1 | 0.093639 | 0.7469 | 2
2 | 256.1145 | 4.4878 | 2.5633 | 0.17157 | 0.10303 | 0.23644 | 0.13313 | 3 | 0.56256 | 0.51079 | 0.29815 | 1.178 | 1630.8425 | 893.3819 | 0.2165 | 0.45058 | 1062.9035 | 1233.7201 | 0.21487 | 0.22357 | 2301.5314 | 1004.823 | 0.11006 | 2 | 1 | 0.061448 | 0.39051 | 6
10 | 216.6405 | 2.3956 | 2.9874 | 0.28811 | 0.29485 | 0.16435 | 0.14859 | 5 | 0.82426 | 0.65688 | 0.20514 | 1.6291 | 1626.1907 | 947.2223 | 0.23012 | 0.52128 | 1182.0487 | 874.5347 | 0.26975 | 0.29799 | 1500.1615 | 881.304 | 0.15175 | 2 | 1 | 0.085309 | 0.80053 | 4
2 | 279.7886 | 3.9948 | 3.4134 | 0.38336 | 0.35095 | 0.23738 | 0.26993 | 7 | 0.60166 | 0.7311 | 0.25867 | 1.0576 | 1747.1129 | 876.8086 | 0.27592 | 0.35202 | 1571.5944 | 1153.8377 | 0.21601 | 0.21035 | 1627.3515 | 1159.6485 | 0.13792 | 1 | 1 | 0.081509 | 0.76981 | 2
1 | 265.8122 | 2.8866 | 2.522 | 0.31177 | 0.28819 | 0.35598 | 0.10077 | 5 | 0.77997 | 0.61932 | 0.24976 | 0.92039 | 1694.5378 | 1130.955 | 0.27162 | 0.51601 | 1283.6066 | 780.2773 | 0.13864 | 0.3716 | 1777.6958 | 785.25 | 0.15158 | 2 | 2 | 0.099226 | 0.53773 | 4
8 | 234.8142 | 1.5891 | 2.6605 | 0.21729 | 0.17211 | 0.33817 | 0.23521 | 4 | 0.49579 | 0.75499 | 0.24811 | 1.3032 | 1605.5292 | 730.5349 | 0.23587 | 0.52999 | 1188.8914 | 653.3705 | 0.21864 | 0.28127 | 2397.4527 | 973.8484 | 0.12562 | 1 | 2 | 0.11942 | 0.62206 | 0
8 | 222.0102 | 4.1709 | 3.4065 | 0.14866 | 0.38727 | 0.18614 | 0.1207 | 3 | 0.55878 | 0.36511 | 0.16967 | 1.0082 | 1619.0328 | 993.1717 | 0.20209 | 0.38148 | 1281.4101 | 961.2764 | 0.23519 | 0.32917 | 1724.5552 | 1069.0253 | 0.17909 | 2 | 1 | 0.049715 | 0.45813 | 2
7 | 297.4409 | 2.2704 | 2.4379 | 0.1492 | 0.2947 | 0.37953 | 0.2911 | 7 | 0.63469 | 0.46225 | 0.24158 | 1.4221 | 1597.6549 | 754.2922 | 0.20638 | 0.54892 | 1141.9857 | 817.6672 | 0.18346 | 0.27965 | 1350.2112 | 1140.4326 | 0.23142 | 2 | 1 | 0.075793 | 0.49183 | 2
11 | 213.1276 | 1.4335 | 3.1767 | 0.29444 | 0.16233 | 0.279 | 0.31687 | 3 | 0.49025 | 0.29811 | 0.21743 | 1.666 | 1633.8027 | 1044.7095 | 0.29511 | 0.33181 | 1140.5447 | 1179.4863 | 0.25611 | 0.28244 | 2280.6198 | 982.6883 | 0.16483 | 1 | 2 | 0.074051 | 0.66332 | 6
10 | 192.2457 | 4.9243 | 2.6 | 0.11324 | 0.30567 | 0.246 | 0.35646 | 7 | 0.15594 | 0.49332 | 0.25152 | 1.0732 | 1664.6418 | 912.7012 | 0.21789 | 0.45084 | 1429.9963 | 1005.8944 | 0.21851 | 0.32482 | 1713.4089 | 996.5325 | 0.11921 | 2 | 1 | 0.074312 | 0.71149 | 6
7 | 233.5983 | 2.2923 | 3.053 | 0.21263 | 0.15044 | 0.13813 | 0.22679 | 7 | 0.2118 | 0.45607 | 0.20408 | 1.1289 | 1666.6845 | 759.1546 | 0.22127 | 0.42258 | 1238.0697 | 960.3936 | 0.22623 | 0.2655 | 2429.7245 | 974.736 | 0.14049 | 2 | 2 | 0.083133 | 0.55414 | 0
2 | 263.545 | 4.9351 | 3.3516 | 0.30328 | 0.13434 | 0.27337 | 0.11382 | 5 | 0.72291 | 0.64594 | 0.26588 | 1.0942 | 1772.3585 | 1277.0524 | 0.23933 | 0.4647 | 1147.9485 | 1256.6808 | 0.24107 | 0.34104 | 2969.4595 | 991.5592 | 0.18499 | 1 | 1 | 0.083094 | 0.66381 | 2
5 | 123.159 | 1.7787 | 3.3263 | 0.38621 | 0.21805 | 0.13321 | 0.25836 | 5 | 0.43026 | 0.26733 | 0.1821 | 1.2516 | 1699.0237 | 803.8854 | 0.22556 | 0.49953 | 1588.3566 | 1160.7706 | 0.26488 | 0.33071 | 1971.9149 | 966.3659 | 0.20996 | 1 | 2 | 0.11645 | 0.70616 | 4
10 | 113.8604 | 2.2197 | 2.8078 | 0.22318 | 0.12549 | 0.34876 | 0.2484 | 5 | 0.43592 | 0.3498 | 0.25008 | 1.0499 | 1574.8065 | 1471.9034 | 0.22884 | 0.50834 | 1676.4352 | 1089.5438 | 0.17687 | 0.36025 | 1740.4018 | 883.3835 | 0.12167 | 1 | 2 | 0.09113 | 0.82184 | 6
8 | 295.6311 | 4.8642 | 3.0925 | 0.17506 | 0.33016 | 0.26038 | 0.28896 | 5 | 0.2866 | 0.66303 | 0.23246 | 1.1547 | 1786.4799 | 1191.1605 | 0.20242 | 0.50105 | 1164.4541 | 1236.7591 | 0.34368 | 0.21247 | 1444.0951 | 933.2476 | 0.13951 | 2 | 1 | 0.070347 | 0.78407 | 0
7 | 267.1969 | 4.635 | 2.7301 | 0.36271 | 0.1698 | 0.32055 | 0.36781 | 7 | 0.6385 | 0.10894 | 0.22716 | 0.9784 | 1671.5673 | 1082.8931 | 0.24623 | 0.3265 | 1567.2138 | 1080.288 | 0.21471 | 0.24251 | 1973.6525 | 1043.1224 | 0.11891 | 2 | 2 | 0.06833 | 0.69508 | 6
1 | 246.4417 | 3.6596 | 2.9433 | 0.16398 | 0.36577 | 0.30999 | 0.32353 | 4 | 0.31189 | 0.73899 | 0.23439 | 1.2307 | 1765.3393 | 1301.5242 | 0.20987 | 0.37828 | 1393.883 | 962.8935 | 0.2321 | 0.33023 | 1849.0044 | 1101.2375 | 0.15618 | 1 | 1 | 0.11083 | 0.76324 | 2
4 | 131.6475 | 3.6225 | 2.981 | 0.28333 | 0.16765 | 0.14218 | 0.38675 | 5 | 0.42102 | 0.54264 | 0.25074 | 1.3524 | 1570.0152 | 1026.4045 | 0.2323 | 0.36519 | 1550.4015 | 889.2981 | 0.23582 | 0.32521 | 1839.4639 | 1224.5679 | 0.14565 | 2 | 1 | 0.047529 | 0.63531 | 2
6 | 105.15 | 2.4846 | 2.5881 | 0.20653 | 0.26382 | 0.28459 | 0.26618 | 5 | 0.37573 | 0.31116 | 0.24261 | 0.8793 | 1628.1098 | 897.8378 | 0.21184 | 0.40097 | 1570.1945 | 565.3685 | 0.21685 | 0.29123 | 2122.2846 | 915.6087 | 0.16812 | 1 | 1 | 0.077332 | 0.59033 | 4
5 | 109.3196 | 3.8294 | 2.9475 | 0.3784 | 0.20466 | 0.25821 | 0.38924 | 3 | 0.48334 | 0.6177 | 0.26546 | 1.1711 | 1775.2655 | 1039.1836 | 0.228 | 0.47546 | 1566.1088 | 842.7361 | 0.19739 | 0.35466 | 2172.4679 | 719.9404 | 0.16791 | 1 | 2 | 0.087686 | 0.56472 | 0
4 | 260.9755 | 3.147 | 3.3337 | 0.33186 | 0.25349 | 0.10779 | 0.3798 | 5 | 0.58161 | 0.61273 | 0.18169 | 1.0613 | 1682.4136 | 975.826 | 0.20354 | 0.42169 | 1589.9164 | 985.2898 | 0.24161 | 0.32764 | 1330.573 | 1158.4901 | 0.16345 | 2 | 1 | 0.077222 | 0.70768 | 0
11 | 155.2074 | 2.0121 | 3.1321 | 0.24922 | 0.18833 | 0.17336 | 0.21185 | 4 | 0.51473 | 0.23902 | 0.22374 | 1.5501 | 1754.8208 | 875.3766 | 0.26488 | 0.45785 | 1569.1625 | 1169.162 | 0.25234 | 0.26521 | 2221.1567 | 1024.4489 | 0.13902 | 2 | 2 | 0.088006 | 0.70486 | 6
3 | 233.9087 | 2.4541 | 2.8379 | 0.3439 | 0.14964 | 0.2548 | 0.33265 | 6 | 0.76478 | 0.5239 | 0.27533 | 1.3003 | 1604.8158 | 1176.1571 | 0.23518 | 0.55005 | 1552.6231 | 757.9431 | 0.2054 | 0.44959 | 1942.4125 | 1039.6631 | 0.14558 | 2 | 2 | 0.062736 | 0.40941 | 6
1 | 261.8511 | 1.7511 | 2.5523 | 0.29316 | 0.19094 | 0.16885 | 0.288 | 6 | 0.37663 | 0.33886 | 0.19376 | 1.5619 | 1663.0658 | 894.1137 | 0.24982 | 0.42727 | 1350.555 | 1099.0877 | 0.1742 | 0.28545 | 2146.1917 | 1076.7271 | 0.13581 | 1 | 2 | 0.071332 | 0.69944 | 6
1 | 220.4188 | 3.7682 | 2.846 | 0.3726 | 0.12623 | 0.23114 | 0.33118 | 3 | 0.56698 | 0.34736 | 0.2602 | 1.175 | 1660.3048 | 1220.079 | 0.20512 | 0.38666 | 1797.7891 | 813.6686 | 0.20318 | 0.33227 | 1804.543 | 864.9011 | 0.11663 | 2 | 1 | 0.061665 | 0.78106 | 0
1 | 207.8062 | 1.7904 | 2.6384 | 0.36198 | 0.27358 | 0.23783 | 0.26741 | 3 | 0.61833 | 0.59439 | 0.22064 | 1.7225 | 1721.4346 | 778.0683 | 0.20476 | 0.41782 | 1045.9199 | 995.3391 | 0.21265 | 0.34872 | 1888.0721 | 1045.0685 | 0.11156 | 2 | 2 | 0.086285 | 0.82139 | 4
6 | 270.3264 | 4.5229 | 2.7529 | 0.22113 | 0.26833 | 0.28294 | 0.33231 | 3 | 0.34655 | 0.42412 | 0.19468 | 1.4784 | 1677.9012 | 817.1627 | 0.22322 | 0.50877 | 1593.9016 | 686.5406 | 0.25091 | 0.33574 | 2161.6893 | 1141.5063 | 0.1698 | 2 | 2 | 0.096931 | 0.72941 | 0
11 | 183.9669 | 2.4925 | 3.3283 | 0.35729 | 0.10695 | 0.2006 | 0.11533 | 3 | 0.4497 | 0.71023 | 0.17615 | 1.5246 | 1648.8604 | 1097.9011 | 0.2378 | 0.43831 | 1689.5528 | 1076.6252 | 0.16606 | 0.33876 | 2033.2384 | 1018.1318 | 0.17136 | 2 | 2 | 0.082469 | 0.57054 | 2
9 | 131.2695 | 3.9529 | 3.001 | 0.13604 | 0.35331 | 0.21999 | 0.28846 | 3 | 0.67373 | 0.54311 | 0.23119 | 1.0138 | 1530.9245 | 710.6849 | 0.22532 | 0.53602 | 1264.6408 | 862.8511 | 0.2162 | 0.32854 | 2096.4529 | 665.3906 | 0.19616 | 1 | 2 | 0.094589 | 0.98048 | 6
3 | 92.1328 | 4.439 | 2.5917 | 0.10562 | 0.22319 | 0.21524 | 0.13617 | 5 | 0.56582 | 0.34646 | 0.2223 | 1.1429 | 1648.0686 | 639.7416 | 0.23804 | 0.46711 | 1044.0957 | 845.7023 | 0.25217 | 0.28586 | 2268.6918 | 874.9429 | 0.13076 | 1 | 2 | 0.071751 | 0.59597 | 0
12 | 281.7788 | 4.5016 | 2.5467 | 0.31214 | 0.17292 | 0.32296 | 0.1829 | 6 | 0.50438 | 0.57781 | 0.24391 | 1.4289 | 1675.5906 | 914.944 | 0.21805 | 0.36553 | 1736.0833 | 1025.0986 | 0.25016 | 0.2136 | 1882.8434 | 909.2048 | 0.14291 | 2 | 2 | 0.081029 | 0.66431 | 0
3 | 232.3576 | 4.816 | 3.2375 | 0.13174 | 0.23204 | 0.38584 | 0.33333 | 4 | 0.52305 | 0.46415 | 0.15766 | 1.5058 | 1751.9312 | 1078.7225 | 0.24836 | 0.42057 | 1391.6709 | 690.9839 | 0.14323 | 0.37616 | 2215.627 | 1061.8983 | 0.12535 | 2 | 1 | 0.10685 | 0.90493 | 6
10 | 167.9413 | 4.5561 | 3.1098 | 0.36088 | 0.14851 | 0.30543 | 0.15137 | 7 | 0.49248 | 0.14447 | 0.24608 | 1.7403 | 1500.1703 | 1175.6063 | 0.21165 | 0.34941 | 1140.1168 | 993.0266 | 0.15998 | 0.34182 | 2774.0072 | 752.8055 | 0.19237 | 2 | 2 | 0.10674 | 0.56566 | 2
5 | 221.0522 | 2.6386 | 3.1802 | 0.33133 | 0.28026 | 0.32134 | 0.19348 | 3 | 0.68517 | 0.44333 | 0.23252 | 0.99 | 1737.6185 | 842.6144 | 0.21733 | 0.33763 | 1323.6571 | 661.9505 | 0.23762 | 0.41142 | 1831.3152 | 919.8929 | 0.13937 | 2 | 2 | 0.052359 | 0.60174 | 4
10 | 126.7431 | 1.9283 | 3.4758 | 0.30292 | 0.39593 | 0.32707 | 0.11512 | 6 | 0.46189 | 0.44924 | 0.23078 | 1.5452 | 1702.8611 | 1271.306 | 0.20656 | 0.42984 | 1582.9118 | 1227.1179 | 0.1985 | 0.24431 | 1367.8359 | 1081.6528 | 0.14825 | 2 | 2 | 0.0893 | 0.46775 | 0
7 | 121.4395 | 2.9285 | 2.8674 | 0.22261 | 0.13205 | 0.13267 | 0.30348 | 3 | 0.55008 | 0.61864 | 0.29491 | 1.446 | 1731.9703 | 1000.6239 | 0.24135 | 0.33427 | 1345.7841 | 1289.008 | 0.17004 | 0.25367 | 1966.8874 | 792.4892 | 0.16231 | 1 | 2 | 0.06915 | 0.74443 | 0
11 | 119.707 | 2.8632 | 2.6753 | 0.38693 | 0.28394 | 0.35158 | 0.25903 | 5 | 0.78576 | 0.20034 | 0.18977 | 1.3835 | 1578.7901 | 1061.1871 | 0.24559 | 0.46087 | 1468.665 | 657.9372 | 0.17992 | 0.29248 | 1858.0544 | 858.1913 | 0.12159 | 1 | 1 | 0.10562 | 0.66407 | 0
12 | 291.1588 | 2.945 | 2.5935 | 0.23919 | 0.39207 | 0.30147 | 0.27074 | 5 | 0.40989 | 0.75901 | 0.21103 | 1.2578 | 1636.4684 | 908.4197 | 0.22855 | 0.31135 | 1423.3902 | 1210.9695 | 0.24176 | 0.44767 | 2019.4977 | 1234.466 | 0.18894 | 1 | 2 | 0.084936 | 0.55999 | 6
1 | 219.2438 | 1.7356 | 2.5539 | 0.33567 | 0.36174 | 0.39669 | 0.2826 | 3 | 0.2882 | 0.78135 | 0.23815 | 1.0748 | 1747.8046 | 1011.0514 | 0.23567 | 0.39628 | 1602.8421 | 1071.229 | 0.19658 | 0.2599 | 2405.3126 | 940.6927 | 0.17217 | 1 | 2 | 0.075198 | 0.86418 | 6
6 | 158.1648 | 2.5679 | 2.5395 | 0.23661 | 0.18694 | 0.36137 | 0.31098 | 3 | 0.56642 | 0.53772 | 0.18099 | 1.3866 | 1631.7939 | 1320.4299 | 0.26811 | 0.32278 | 1530.4731 | 1156.8831 | 0.1822 | 0.30134 | 1672.5372 | 857.031 | 0.14586 | 2 | 1 | 0.07126 | 0.53852 | 2
7 | 152.3827 | 2.5157 | 3.0706 | 0.21979 | 0.29946 | 0.3595 | 0.20947 | 3 | 0.57673 | 0.47616 | 0.25145 | 0.94829 | 1516.2832 | 1112.5124 | 0.24013 | 0.40446 | 1559.6424 | 994.2304 | 0.21457 | 0.35748 | 1755.5451 | 1192.659 | 0.1822 | 2 | 2 | 0.078176 | 0.72489 | 4
9 | 112.7465 | 2.7641 | 3.4628 | 0.13978 | 0.14393 | 0.3848 | 0.36323 | 4 | 0.44518 | 0.76341 | 0.25572 | 1.1156 | 1728.4527 | 783.247 | 0.21313 | 0.36898 | 1746.4521 | 1338.3326 | 0.25556 | 0.3028 | 1179.1119 | 1227.1417 | 0.18178 | 2 | 2 | 0.08947 | 0.78882 | 2
1 | 242.7772 | 1.9563 | 2.6111 | 0.21827 | 0.31985 | 0.19475 | 0.1043 | 3 | 0.33333 | 0.85464 | 0.15464 | 1.2293 | 1778.7281 | 1136.0708 | 0.20434 | 0.39084 | 1460.7599 | 1136.3557 | 0.29198 | 0.34122 | 2176.346 | 677.9352 | 0.15777 | 2 | 2 | 0.095954 | 0.62514 | 0
10 | 273.527 | 3.5326 | 2.4743 | 0.28216 | 0.2304 | 0.1942 | 0.35028 | 4 | 0.32715 | 0.27584 | 0.25895 | 0.92168 | 1502.8919 | 1208.9393 | 0.23158 | 0.35844 | 1752.1034 | 1081.7961 | 0.2939 | 0.4292 | 2210.1277 | 996.7711 | 0.11331 | 2 | 2 | 0.063014 | 0.75994 | 6
11 | 92.4885 | 1.2784 | 3.1785 | 0.27619 | 0.26582 | 0.36372 | 0.28289 | 4 | 0.66819 | 0.60125 | 0.28107 | 1.1539 | 1513.0942 | 991.7209 | 0.23104 | 0.38703 | 1798.9724 | 1325.0848 | 0.22331 | 0.23913 | 1841.4877 | 1113.7289 | 0.20049 | 1 | 1 | 0.084966 | 0.65668 | 0
4 | 236.3067 | 4.5398 | 2.5266 | 0.37175 | 0.14051 | 0.24211 | 0.39355 | 7 | 0.64728 | 0.31702 | 0.22042 | 1.2469 | 1524.6963 | 1188.3479 | 0.23404 | 0.40754 | 1279.8376 | 1043.6398 | 0.20616 | 0.37113 | 2564.992 | 1038.8581 | 0.17401 | 2 | 1 | 0.083898 | 0.58287 | 2
6 | 128.3169 | 2.1517 | 2.7113 | 0.3407 | 0.19489 | 0.33969 | 0.19217 | 7 | 0.56193 | 0.31914 | 0.24934 | 1.1041 | 1622.4337 | 847.9802 | 0.20832 | 0.44039 | 1460.3026 | 1103.0966 | 0.16954 | 0.20522 | 1944.4433 | 1209.5181 | 0.12594 | 2 | 2 | 0.10067 | 0.77231 | 2
8 | 210.7101 | 3.0332 | 2.4265 | 0.1984 | 0.25753 | 0.34805 | 0.27644 | 4 | 0.40576 | 0.57573 | 0.20313 | 1.0351 | 1629.7636 | 954.0658 | 0.31262 | 0.4138 | 1125.3538 | 1312.0808 | 0.15459 | 0.28732 | 1761.1201 | 760.0341 | 0.092483 | 2 | 2 | 0.092174 | 0.55701 | 4
5 | 253.9372 | 1.4657 | 2.5031 | 0.27075 | 0.25984 | 0.26847 | 0.12406 | 7 | 0.56877 | 0.36078 | 0.16546 | 1.3413 | 1549.3207 | 1016.7711 | 0.21819 | 0.42236 | 1135.0345 | 911.2336 | 0.27848 | 0.34463 | 2115.8729 | 1171.8442 | 0.11819 | 1 | 2 | 0.036411 | 0.80269 | 0
7 | 125.6136 | 3.6694 | 2.8231 | 0.29875 | 0.27278 | 0.36511 | 0.20512 | 4 | 0.47002 | 0.52688 | 0.26865 | 1.7368 | 1666.4865 | 986.3368 | 0.22384 | 0.40783 | 1575.8293 | 1152.4048 | 0.23238 | 0.23064 | 1674.88 | 942.2787 | 0.17265 | 2 | 1 | 0.094218 | 0.48956 | 6
12 | 194.7357 | 3.3419 | 3.3707 | 0.12621 | 0.1934 | 0.1295 | 0.12252 | 3 | 0.55956 | 0.44028 | 0.23631 | 1.4933 | 1782.6694 | 1201.5833 | 0.23895 | 0.41866 | 1201.4607 | 1076.0818 | 0.23833 | 0.37919 | 2383.7379 | 1435.2349 | 0.19701 | 1 | 2 | 0.058386 | 0.80466 | 2
10 | 104.124 | 1.5744 | 3.4285 | 0.27003 | 0.2493 | 0.353 | 0.16994 | 6 | 0.57589 | 0.51168 | 0.15219 | 1.3221 | 1603.8521 | 1022.8541 | 0.23841 | 0.50316 | 1219.2689 | 604.771 | 0.30124 | 0.30938 | 2208.8622 | 1240.8648 | 0.1259 | 1 | 2 | 0.10792 | 0.67888 | 2
9 | 118.0564 | 1.2954 | 2.6169 | 0.23875 | 0.34059 | 0.15511 | 0.29377 | 3 | 0.63341 | 0.50082 | 0.28563 | 1.0508 | 1645.6337 | 1197.8074 | 0.21384 | 0.35939 | 1210.7923 | 736.3511 | 0.21123 | 0.34688 | 1923.3875 | 1220.4788 | 0.14911 | 1 | 2 | 0.040768 | 0.59402 | 0
7 | 231.9909 | 3.0537 | 2.9617 | 0.16637 | 0.25532 | 0.2203 | 0.333 | 6 | 0.18365 | 0.79289 | 0.23934 | 1.1137 | 1788.0319 | 966.3176 | 0.20743 | 0.47659 | 1455.3834 | 1158.6911 | 0.16704 | 0.34275 | 1987.1321 | 1414.3623 | 0.13754 | 1 | 1 | 0.067206 | 0.65174 | 0
1 | 190.6849 | 3.1821 | 2.5494 | 0.37081 | 0.34331 | 0.3959 | 0.25716 | 6 | 0.47085 | 0.24144 | 0.22336 | 1.2982 | 1791.4786 | 928.1196 | 0.20152 | 0.49391 | 1440.1067 | 623.4451 | 0.26374 | 0.20175 | 1291.9178 | 730.2106 | 0.11992 | 2 | 2 | 0.080937 | 0.83888 | 4
3 | 194.4117 | 4.0559 | 2.7779 | 0.10882 | 0.13081 | 0.28797 | 0.12341 | 6 | 0.8155 | 0.7256 | 0.18818 | 0.82954 | 1566.4557 | 948.0618 | 0.2598 | 0.53721 | 1381.0663 | 766.5768 | 0.19005 | 0.17852 | 1990.695 | 969.2335 | 0.12197 | 2 | 1 | 0.085772 | 0.81865 | 2
8 | 166.0629 | 4.0012 | 3.0522 | 0.21673 | 0.1717 | 0.15195 | 0.35414 | 5 | 0.45258 | 0.53621 | 0.21202 | 1.6895 | 1760.2068 | 915.8005 | 0.21865 | 0.53234 | 1713.1251 | 706.3837 | 0.15275 | 0.28204 | 2409.1671 | 1011.9032 | 0.1541 | 2 | 1 | 0.064867 | 0.69598 | 6
8 | 123.3928 | 1.7375 | 2.6395 | 0.3684 | 0.33178 | 0.39283 | 0.21308 | 4 | 0.48959 | 0.32952 | 0.23571 | 1.0593 | 1568.7065 | 848.946 | 0.27052 | 0.4685 | 1296.49 | 944.6425 | 0.26313 | 0.40923 | 1834.5784 | 1050.3915 | 0.086886 | 1 | 2 | 0.085044 | 0.48489 | 0
9 | 241.9206 | 2.2314 | 2.7947 | 0.14828 | 0.12014 | 0.25914 | 0.15907 | 7 | 0.45699 | 0.71257 | 0.24048 | 1.2413 | 1640.7166 | 960.8077 | 0.23079 | 0.47411 | 1417.2033 | 773.5855 | 0.2516 | 0.40556 | 2529.7429 | 885.7907 | 0.15229 | 1 | 1 | 0.080796 | 0.84198 | 0
8 | 93.1379 | 2.1824 | 3.3013 | 0.19913 | 0.30748 | 0.22303 | 0.21674 | 3 | 0.46643 | 0.59117 | 0.26402 | 1.39 | 1756.9548 | 1227.0758 | 0.24275 | 0.37649 | 1317.9202 | 666.5989 | 0.23698 | 0.33656 | 1916.6999 | 877.793 | 0.14923 | 2 | 1 | 0.10655 | 0.59265 | 2
6 | 127.7972 | 4.212 | 2.4482 | 0.22582 | 0.35502 | 0.29601 | 0.14728 | 3 | 0.75609 | 0.65884 | 0.22218 | 1.1987 | 1769.2874 | 1034.1631 | 0.22824 | 0.41933 | 1398.5615 | 1059.8734 | 0.21896 | 0.32321 | 1957.6035 | 1143.0774 | 0.18482 | 2 | 2 | 0.06696 | 0.60409 | 4
7 | 127.2316 | 1.9816 | 3.4802 | 0.10838 | 0.20952 | 0.24668 | 0.11825 | 5 | 0.4028 | 0.64344 | 0.22847 | 1.1057 | 1693.524 | 1148.568 | 0.20674 | 0.34832 | 1026.5763 | 1366.1413 | 0.25468 | 0.33961 | 2200.1705 | 1191.2173 | 0.15882 | 2 | 1 | 0.073771 | 0.62367 | 0
6 | 284.7175 | 3.276 | 3.315 | 0.16001 | 0.1111 | 0.3203 | 0.25936 | 4 | 0.52966 | 0.4768 | 0.15666 | 1.1115 | 1760.825 | 689.8155 | 0.20521 | 0.49782 | 1622.3919 | 1263.334 | 0.26083 | 0.39213 | 1812.1221 | 1204.3142 | 0.16567 | 2 | 2 | 0.074779 | 0.62002 | 0
5 | 243.3366 | 1.9053 | 2.7421 | 0.39339 | 0.20322 | 0.30926 | 0.34514 | 4 | 0.22192 | 0.20952 | 0.29366 | 1.1459 | 1710.2294 | 1220.5189 | 0.26163 | 0.43387 | 1730.0427 | 881.3349 | 0.18063 | 0.21972 | 2585.8907 | 755.9609 | 0.18547 | 1 | 1 | 0.063511 | 0.78371 | 0
2 | 126.1664 | 3.6785 | 3.0456 | 0.1378 | 0.26643 | 0.28041 | 0.17848 | 4 | 0.79461 | 0.57306 | 0.16169 | 1.6877 | 1574.5949 | 854.3785 | 0.24504 | 0.4241 | 1251.1373 | 859.2407 | 0.231 | 0.29848 | 1869.3988 | 1119.5459 | 0.13297 | 2 | 1 | 0.078404 | 0.60038 | 4
8 | 158.4609 | 4.1531 | 2.9492 | 0.25685 | 0.22957 | 0.12399 | 0.11014 | 4 | 0.27967 | 0.23245 | 0.19089 | 1.3112 | 1790.9074 | 644.0215 | 0.21305 | 0.45462 | 1402.9717 | 1265.634 | 0.17969 | 0.25523 | 1106.2772 | 1162.0934 | 0.13598 | 1 | 1 | 0.076267 | 0.66011 | 0
4 | 238.9669 | 4.8129 | 2.8555 | 0.26128 | 0.32637 | 0.26554 | 0.1109 | 4 | 0.4372 | 0.54477 | 0.21892 | 1.0213 | 1578.4952 | 1222.1567 | 0.21249 | 0.45657 | 1089.2836 | 1247.8207 | 0.13291 | 0.33136 | 1413.0819 | 981.267 | 0.18299 | 1 | 1 | 0.080385 | 0.51535 | 2
10 | 183.4077 | 4.2449 | 2.4051 | 0.26429 | 0.18894 | 0.17826 | 0.10567 | 4 | 0.75291 | 0.32085 | 0.19699 | 0.84406 | 1518.5987 | 1129.6465 | 0.25862 | 0.34493 | 1605.1575 | 1475.5244 | 0.29532 | 0.38796 | 1591.6491 | 751.2497 | 0.12511 | 2 | 1 | 0.080178 | 0.82273 | 4
8 | 95.7277 | 2.4646 | 2.7649 | 0.36762 | 0.38248 | 0.17951 | 0.29129 | 4 | 0.776 | 0.60909 | 0.24148 | 1.1504 | 1607.9192 | 1193.169 | 0.20028 | 0.56514 | 1412.1344 | 1095.6417 | 0.17622 | 0.34398 | 2187.9469 | 1164.7267 | 0.21311 | 1 | 1 | 0.073104 | 0.71764 | 6
5 | 162.602 | 3.5878 | 2.7931 | 0.20613 | 0.36684 | 0.22813 | 0.16537 | 5 | 0.61351 | 0.44992 | 0.22554 | 1.1608 | 1595.4972 | 1328.7336 | 0.21481 | 0.46498 | 1685.6389 | 1044.8926 | 0.31515 | 0.30541 | 1678.8276 | 1335.4036 | 0.13529 | 2 | 1 | 0.073495 | 0.77364 | 2
1 | 260.0752 | 1.2035 | 3.192 | 0.37528 | 0.37943 | 0.11193 | 0.34526 | 6 | 0.48725 | 0.35846 | 0.2473 | 1.2338 | 1593.6214 | 1005.9143 | 0.23187 | 0.40673 | 1608.6947 | 1201.8879 | 0.22747 | 0.28416 | 2733.7088 | 1155.1047 | 0.11719 | 1 | 2 | 0.086563 | 0.89628 | 6
11 | 176.3768 | 1.375 | 3.4422 | 0.22045 | 0.29569 | 0.1163 | 0.20458 | 6 | 0.4256 | 0.7995 | 0.17796 | 1.2986 | 1575.4734 | 743.8891 | 0.2765 | 0.48855 | 1175.1928 | 1130.5657 | 0.29628 | 0.29058 | 1491.6027 | 736.7312 | 0.15027 | 1 | 2 | 0.10914 | 0.51318 | 6
5 | 250.4558 | 3.7638 | 2.6901 | 0.32515 | 0.16338 | 0.39175 | 0.28445 | 4 | 0.75477 | 0.25631 | 0.19222 | 1.5334 | 1513.846 | 644.748 | 0.23151 | 0.31404 | 1320.4826 | 868.781 | 0.26134 | 0.26019 | 1735.6899 | 701.8073 | 0.13659 | 1 | 1 | 0.075249 | 0.78164 | 2
6 | 178.8595 | 4.7046 | 3.0507 | 0.39725 | 0.35171 | 0.36295 | 0.1125 | 3 | 0.55462 | 0.27524 | 0.27987 | 1.0775 | 1506.6831 | 794.176 | 0.22956 | 0.3272 | 1096.1082 | 1128.7409 | 0.24676 | 0.25906 | 1547.2094 | 868.2473 | 0.14697 | 2 | 2 | 0.098366 | 0.80576 | 4
5 | 237.7801 | 2.6333 | 3.2436 | 0.22529 | 0.31905 | 0.34752 | 0.28168 | 7 | 0.39089 | 0.71911 | 0.28082 | 1.2849 | 1573.818 | 1046.1027 | 0.22487 | 0.38739 | 1102.172 | 864.515 | 0.20488 | 0.26402 | 2807.8522 | 515.4648 | 0.093455 | 1 | 1 | 0.068581 | 0.58391 | 4
3 | 280.7291 | 1.7438 | 3.4656 | 0.27494 | 0.11281 | 0.3693 | 0.39261 | 6 | 0.55177 | 0.63531 | 0.23989 | 1.276 | 1715.4331 | 707.6201 | 0.21455 | 0.56649 | 1643.9111 | 834.7319 | 0.21016 | 0.29787 | 1788.4693 | 1058.4892 | 0.15453 | 2 | 1 | 0.11351 | 0.67126 | 6
1 | 258.7383 | 1.2143 | 3.2247 | 0.14274 | 0.22261 | 0.20296 | 0.1176 | 4 | 0.53258 | 0.26209 | 0.16199 | 1.0299 | 1714.6119 | 873.6096 | 0.2299 | 0.48438 | 1313.3229 | 992.221 | 0.20787 | 0.41634 | 2446.0776 | 1084.1487 | 0.19753 | 1 | 1 | 0.086051 | 0.63758 | 2
6 | 185.8209 | 1.2446 | 2.4062 | 0.39243 | 0.29034 | 0.30918 | 0.13678 | 3 | 0.5001 | 0.55661 | 0.18034 | 1.0361 | 1743.8604 | 1018.1446 | 0.2061 | 0.31172 | 1222.6772 | 990.0198 | 0.21733 | 0.26993 | 2328.3477 | 1028.8772 | 0.07397 | 2 | 2 | 0.066585 | 0.8352 | 6
6 | 181.2232 | 4.6594 | 2.7166 | 0.3743 | 0.23711 | 0.39437 | 0.29667 | 3 | 0.47238 | 0.60548 | 0.20222 | 1.7798 | 1697.5099 | 992.423 | 0.28471 | 0.42847 | 1500.9322 | 991.9583 | 0.17913 | 0.31434 | 1481.5192 | 861.9963 | 0.18753 | 1 | 2 | 0.066626 | 0.41536 | 0
3 | 91.3896 | 2.7676 | 2.5326 | 0.10615 | 0.29711 | 0.10201 | 0.20652 | 6 | 0.51207 | 0.49801 | 0.24324 | 1.5391 | 1777.9444 | 1064.9647 | 0.20331 | 0.4081 | 1540.8258 | 991.2347 | 0.18037 | 0.25245 | 2052.1742 | 828.6043 | 0.1772 | 1 | 1 | 0.061289 | 0.76347 | 4
5 | 272.7415 | 2.7062 | 2.5463 | 0.28589 | 0.18091 | 0.22587 | 0.16447 | 5 | 0.47719 | 0.74897 | 0.23919 | 1.3462 | 1672.2294 | 1415.7275 | 0.26963 | 0.44458 | 1379.1651 | 1096.1854 | 0.21135 | 0.30125 | 2128.3811 | 1173.3639 | 0.16427 | 1 | 2 | 0.063381 | 0.39351 | 0
3 | 179.6105 | 3.232 | 2.8158 | 0.3878 | 0.14893 | 0.17977 | 0.19297 | 7 | 0.5342 | 0.26068 | 0.18937 | 1.3029 | 1745.598 | 671.4609 | 0.23837 | 0.32432 | 1663.1704 | 858.3915 | 0.22567 | 0.37261 | 2047.889 | 810.3273 | 0.08363 | 2 | 1 | 0.073812 | 0.65108 | 4
6 | 245.0571 | 4.3335 | 3.203 | 0.36487 | 0.10115 | 0.26929 | 0.21121 | 6 | 0.5907 | 0.41583 | 0.21543 | 0.93146 | 1687.6008 | 707.9884 | 0.2204 | 0.54723 | 1688.7613 | 1008.2259 | 0.2406 | 0.17725 | 2545.6257 | 1233.9327 | 0.098395 | 1 | 1 | 0.022063 | 0.52651 | 6
3 | 166.3914 | 3.0158 | 3.0434 | 0.33203 | 0.10347 | 0.22207 | 0.32367 | 4 | 0.47394 | 0.55586 | 0.25527 | 1.3323 | 1763.0786 | 1366.0966 | 0.2147 | 0.4653 | 1183.6246 | 1214.9595 | 0.27606 | 0.23533 | 1279.8745 | 1037.9055 | 0.13381 | 2 | 1 | 0.094711 | 0.59774 | 0
1 | 259.4921 | 2.6169 | 3.41 | 0.22474 | 0.20301 | 0.36189 | 0.12584 | 7 | 0.43457 | 0.84798 | 0.17908 | 1.0872 | 1728.2476 | 922.8083 | 0.292 | 0.41571 | 1320.7423 | 976.8341 | 0.18559 | 0.40225 | 1556.3308 | 843.3979 | 0.18878 | 2 | 2 | 0.077934 | 0.6255 | 4
9 | 218.5165 | 2.4198 | 3.1387 | 0.3162 | 0.22432 | 0.20492 | 0.2561 | 4 | 0.32396 | 0.6313 | 0.21493 | 1.2898 | 1737.7877 | 1007.4175 | 0.2237 | 0.43527 | 1427.5071 | 1045.4042 | 0.27137 | 0.27995 | 1624.7205 | 1197.6698 | 0.14804 | 1 | 1 | 0.065111 | 0.75541 | 2
10 | 204.0287 | 4.6516 | 2.894 | 0.1264 | 0.35131 | 0.30738 | 0.129 | 5 | 0.75352 | 0.59539 | 0.25466 | 1.553 | 1615.2066 | 1252.7002 | 0.208 | 0.45487 | 1684.8582 | 613.8584 | 0.24552 | 0.42616 | 2180.5277 | 1284.2627 | 0.17816 | 1 | 1 | 0.093214 | 0.75484 | 2
11 | 220.149 | 2.0786 | 3.4906 | 0.27535 | 0.29159 | 0.23352 | 0.24102 | 4 | 0.34199 | 0.37896 | 0.21832 | 1.4989 | 1712.0779 | 1174.2778 | 0.27249 | 0.483 | 1008.1119 | 1049.7914 | 0.2423 | 0.30877 | 2143.8012 | 891.2951 | 0.14331 | 1 | 1 | 0.072685 | 0.54341 | 6
3 | 121.1493 | 3.8808 | 2.6701 | 0.28742 | 0.3175 | 0.17472 | 0.31992 | 4 | 0.38354 | 0.47561 | 0.21184 | 1.23 | 1596.5041 | 900.8501 | 0.20715 | 0.47389 | 1736.7482 | 912.8218 | 0.21962 | 0.39595 | 1519.4 | 998.9675 | 0.17311 | 2 | 1 | 0.059283 | 0.42126 | 0
10 | 237.0867 | 2.9062 | 2.658 | 0.21066 | 0.32078 | 0.29592 | 0.32519 | 5 | 0.36682 | 0.55142 | 0.16424 | 0.9889 | 1719.4386 | 1043.6136 | 0.26791 | 0.50056 | 1314.079 | 1000.6574 | 0.30628 | 0.37889 | 2083.3565 | 969.9389 | 0.13236 | 2 | 2 | 0.10081 | 0.43757 | 6
6 | 190.1744 | 3.4927 | 2.8708 | 0.24309 | 0.33053 | 0.18863 | 0.18427 | 7 | 0.64863 | 0.48426 | 0.17411 | 1.2085 | 1552.7318 | 1247.8837 | 0.27228 | 0.39516 | 1332.7352 | 1305.1147 | 0.22916 | 0.30179 | 1831.717 | 1015.6837 | 0.13642 | 1 | 2 | 0.092725 | 0.59652 | 6
12 | 249.4365 | 4.6844 | 2.6236 | 0.21518 | 0.19172 | 0.35624 | 0.27271 | 6 | 0.5335 | 0.43937 | 0.17325 | 1.366 | 1576.0563 | 1232.6335 | 0.26 | 0.49767 | 1449.9187 | 724.7367 | 0.26156 | 0.35349 | 1744.7622 | 1396.5461 | 0.17684 | 2 | 2 | 0.12067 | 0.61342 | 0
4 | 168.8865 | 3.6156 | 2.5562 | 0.10008 | 0.39717 | 0.31427 | 0.39123 | 3 | 0.80805 | 0.68103 | 0.18777 | 1.1656 | 1534.9326 | 742.6264 | 0.21505 | 0.39488 | 1327.9782 | 1270.5628 | 0.1784 | 0.30275 | 2440.8814 | 1252.3259 | 0.1165 | 2 | 1 | 0.10436 | 0.74614 | 4
10 | 194.0319 | 3.634 | 2.7062 | 0.3214 | 0.39037 | 0.26583 | 0.21889 | 7 | 0.43513 | 0.67803 | 0.2366 | 0.99458 | 1620.6793 | 1048.4715 | 0.30004 | 0.53962 | 1428.1666 | 1161.8676 | 0.27908 | 0.26181 | 1707.776 | 1338.2908 | 0.1458 | 1 | 1 | 0.081745 | 0.85071 | 2
12 | 246.6262 | 4.798 | 2.7245 | 0.20764 | 0.36868 | 0.29649 | 0.35585 | 6 | 0.19529 | 0.77953 | 0.2409 | 1.217 | 1674.2848 | 1294.7552 | 0.21446 | 0.35231 | 1322.6916 | 957.5686 | 0.26598 | 0.3803 | 1449.3915 | 853.0962 | 0.13619 | 2 | 2 | 0.068967 | 0.73388 | 6
1 | 296.7517 | 4.9719 | 2.8653 | 0.30691 | 0.22966 | 0.35327 | 0.1339 | 4 | 0.57327 | 0.50692 | 0.18278 | 1.0424 | 1754.9815 | 1091.621 | 0.21279 | 0.51676 | 1196.8498 | 675.4404 | 0.21342 | 0.29082 | 2193.6822 | 764.6672 | 0.16945 | 1 | 1 | 0.079567 | 0.68143 | 0
11 | 269.1141 | 3.6071 | 2.6344 | 0.14932 | 0.19778 | 0.11065 | 0.39988 | 4 | 0.47542 | 0.59916 | 0.24547 | 1.5229 | 1517.8181 | 970.9664 | 0.2278 | 0.47995 | 1392.7223 | 818.163 | 0.26821 | 0.38923 | 2317.5898 | 1093.8 | 0.15429 | 2 | 1 | 0.078261 | 0.74048 | 2
6 | 299.2668 | 3.8618 | 2.7789 | 0.13674 | 0.29177 | 0.10994 | 0.33044 | 7 | 0.62918 | 0.37353 | 0.28827 | 1.1229 | 1720.2963 | 1172.2826 | 0.22033 | 0.49492 | 1270.5796 | 1253.2371 | 0.27349 | 0.31277 | 1867.9975 | 1196.1947 | 0.12217 | 1 | 1 | 0.063252 | 0.64705 | 6
4 | 294.2597 | 1.9144 | 2.9625 | 0.11788 | 0.31266 | 0.36839 | 0.38326 | 5 | 0.73504 | 0.21399 | 0.1841 | 1.3771 | 1661.2437 | 809.0615 | 0.25957 | 0.34215 | 1604.6282 | 1072.6054 | 0.19055 | 0.19758 | 1837.9129 | 839.4702 | 0.1314 | 1 | 1 | 0.10029 | 0.65577 | 2
6 | 218.6455 | 1.7954 | 3.4157 | 0.25255 | 0.14496 | 0.11769 | 0.39304 | 3 | 0.68441 | 0.37962 | 0.17544 | 1.1623 | 1640.0053 | 894.864 | 0.20316 | 0.41285 | 1743.9757 | 945.4906 | 0.24123 | 0.29344 | 1972.3528 | 1096.7439 | 0.14725 | 1 | 2 | 0.067849 | 0.58157 | 2
12 | 146.1358 | 2.1657 | 3.4197 | 0.14564 | 0.39294 | 0.20384 | 0.22056 | 7 | 0.41353 | 0.46021 | 0.19498 | 1.3493 | 1642.2439 | 1103.2811 | 0.24313 | 0.43343 | 1407.2787 | 910.1359 | 0.32106 | 0.3392 | 2683.5224 | 1199.5239 | 0.17955 | 2 | 2 | 0.08749 | 0.63424 | 2
3 | 290.8699 | 3.586 | 2.8856 | 0.20543 | 0.39757 | 0.13063 | 0.19141 | 6 | 0.39689 | 0.40088 | 0.17398 | 1.2195 | 1562.9567 | 953.5166 | 0.20185 | 0.37082 | 1201.9347 | 558.0128 | 0.21564 | 0.29647 | 2556.3092 | 1345.024 | 0.15395 | 2 | 1 | 0.082091 | 0.78082 | 0
11 | 290.1845 | 3.504 | 2.863 | 0.35344 | 0.32808 | 0.30066 | 0.33526 | 5 | 0.36306 | 0.27826 | 0.24499 | 1.416 | 1696.398 | 952.3195 | 0.21199 | 0.41192 | 1532.9248 | 1178.8821 | 0.24627 | 0.26057 | 1564.1989 | 1153.6149 | 0.19184 | 2 | 2 | 0.098466 | 0.56888 | 4
1 | 233.2758 | 4.5426 | 3.4947 | 0.14367 | 0.20713 | 0.37564 | 0.25249 | 5 | 0.1413 | 0.5014 | 0.28717 | 1.2661 | 1679.5515 | 1266.1773 | 0.28154 | 0.4368 | 1312.0325 | 1016.6675 | 0.26067 | 0.31714 | 1860.7216 | 763.1367 | 0.13361 | 2 | 1 | 0.072575 | 0.65013 | 6
12 | 174.8897 | 2.139 | 3.4588 | 0.16076 | 0.3166 | 0.17698 | 0.35985 | 7 | 0.72827 | 0.65837 | 0.21257 | 1.3917 | 1792.3338 | 1120.9547 | 0.26745 | 0.4189 | 1324.0326 | 1094.0384 | 0.23501 | 0.37466 | 1983.4782 | 1047.0231 | 0.13033 | 2 | 2 | 0.058102 | 0.67601 | 2
2 | 111.4503 | 1.9497 | 3.3135 | 0.16346 | 0.33421 | 0.26183 | 0.19267 | 6 | 0.61922 | 0.84427 | 0.2192 | 1.2391 | 1523.5503 | 987.152 | 0.23458 | 0.51205 | 1212.2375 | 1385.3375 | 0.22373 | 0.30568 | 2237.4854 | 914.8952 | 0.15722 | 1 | 2 | 0.089557 | 0.59013 | 2
5 | 113.7147 | 2.0539 | 3.1248 | 0.17344 | 0.34404 | 0.20864 | 0.15287 | 6 | 0.3863 | 0.45793 | 0.25961 | 1.2207 | 1680.4813 | 875.7813 | 0.29222 | 0.38197 | 1742.0899 | 1254.7485 | 0.27259 | 0.29563 | 1425.8858 | 1230.3005 | 0.11132 | 1 | 2 | 0.031988 | 0.50832 | 0
9 | 292.3074 | 3.3519 | 2.4291 | 0.26459 | 0.26452 | 0.22784 | 0.10505 | 7 | 0.60051 | 0.29306 | 0.28242 | 1.286 | 1730.0488 | 940.7518 | 0.28361 | 0.44646 | 1257.6155 | 840.3451 | 0.21077 | 0.33935 | 1351.9323 | 1199.8798 | 0.14719 | 1 | 1 | 0.072754 | 0.6143 | 4
6 | 285.6026 | 4.7513 | 2.8269 | 0.3528 | 0.15835 | 0.36408 | 0.28528 | 6 | 0.26237 | 0.64121 | 0.26215 | 0.91374 | 1583.3266 | 1224.7176 | 0.2042 | 0.4485 | 1564.9682 | 922.8473 | 0.22158 | 0.31231 | 1473.1859 | 900.5434 | 0.18263 | 2 | 1 | 0.076993 | 0.55283 | 6
6 | 272.4589 | 4.762 | 2.8409 | 0.26057 | 0.18588 | 0.35838 | 0.30898 | 4 | 0.79111 | 0.2829 | 0.20158 | 0.76432 | 1501.0779 | 1199.6555 | 0.20106 | 0.55101 | 1660.8776 | 918.7225 | 0.22306 | 0.32384 | 1672.1242 | 1188.4206 | 0.20208 | 2 | 2 | 0.064069 | 0.67817 | 6
2 | 93.5677 | 1.619 | 2.5046 | 0.1728 | 0.26733 | 0.37675 | 0.39618 | 3 | 0.39392 | 0.57026 | 0.26117 | 1.3166 | 1533.6616 | 764.4451 | 0.20193 | 0.37068 | 1129.5996 | 1143.4043 | 0.23015 | 0.22167 | 2348.0253 | 1034.8582 | 0.20719 | 1 | 1 | 0.077518 | 0.57629 | 6
5 | 191.0151 | 1.6343 | 3.4964 | 0.15937 | 0.3002 | 0.19788 | 0.34739 | 4 | 0.39766 | 0.55844 | 0.29539 | 1.4409 | 1514.3148 | 866.0782 | 0.23789 | 0.35623 | 1066.3633 | 833.9474 | 0.23864 | 0.40712 | 1469.1263 | 1103.5851 | 0.1571 | 1 | 2 | 0.093349 | 0.53465 | 4
10 | 208.975 | 1.9738 | 2.8537 | 0.27083 | 0.28134 | 0.35177 | 0.19504 | 5 | 0.50096 | 0.37118 | 0.24951 | 1.0131 | 1721.761 | 1113.2527 | 0.25267 | 0.50373 | 1708.3166 | 904.3687 | 0.26448 | 0.31816 | 1899.8432 | 1068.5488 | 0.077496 | 2 | 1 | 0.058498 | 0.64461 | 2
9 | 244.7842 | 4.281 | 2.8845 | 0.2559 | 0.30804 | 0.11385 | 0.22168 | 5 | 0.70297 | 0.42312 | 0.19301 | 1.0559 | 1776.7987 | 965.8765 | 0.21672 | 0.39827 | 1710.0163 | 799.0369 | 0.14267 | 0.3549 | 1805.106 | 1259.3598 | 0.14222 | 1 | 1 | 0.075357 | 0.5554 | 4
3 | 156.3517 | 3.0792 | 3.3912 | 0.14455 | 0.3403 | 0.11831 | 0.20792 | 6 | 0.83581 | 0.751 | 0.24593 | 1.5823 | 1509.5436 | 1207.7318 | 0.22519 | 0.3753 | 1686.2523 | 1087.5892 | 0.21628 | 0.25004 | 1801.4118 | 838.8098 | 0.12614 | 2 | 2 | 0.083047 | 0.66506 | 6
1 | 227.4654 | 4.891 | 3.4719 | 0.11715 | 0.28655 | 0.35652 | 0.15877 | 6 | 0.35724 | 0.52175 | 0.18743 | 1.2912 | 1538.6316 | 762.1414 | 0.20453 | 0.52548 | 1127.7659 | 848.4974 | 0.20462 | 0.35046 | 1763.7113 | 705.3481 | 0.15498 | 1 | 1 | 0.10179 | 0.49693 | 4
5 | 177.4092 | 1.3721 | 3.209 | 0.2379 | 0.39428 | 0.3547 | 0.20971 | 5 | 0.88724 | 0.66163 | 0.20073 | 1.4715 | 1552.6133 | 1144.575 | 0.20777 | 0.54574 | 1680.0361 | 865.0384 | 0.23804 | 0.26931 | 2569.757 | 1264.4805 | 0.16832 | 1 | 2 | 0.039932 | 0.63446 | 4
6 | 224.7176 | 2.3398 | 2.9808 | 0.3019 | 0.16311 | 0.27969 | 0.16717 | 7 | 0.59645 | 0.55094 | 0.1914 | 1.241 | 1756.1797 | 1082.165 | 0.24103 | 0.44112 | 1228.8129 | 808.9069 | 0.20542 | 0.31181 | 2234.7677 | 749.4951 | 0.085747 | 1 | 2 | 0.091502 | 0.86823 | 4
9 | 143.6321 | 4.9741 | 2.9643 | 0.12594 | 0.35227 | 0.28014 | 0.26574 | 5 | 0.39007 | 0.43625 | 0.17237 | 0.83991 | 1607.4018 | 1074.8934 | 0.23134 | 0.43701 | 1505.8538 | 1346.4726 | 0.20169 | 0.25819 | 1813.3565 | 1149.7457 | 0.16536 | 1 | 1 | 0.085448 | 0.71425 | 4
4 | 256.5385 | 3.0316 | 3.3415 | 0.38532 | 0.22459 | 0.19572 | 0.10464 | 6 | 0.76255 | 0.22508 | 0.19731 | 1.2969 | 1663.4427 | 917.3735 | 0.24386 | 0.52636 | 1250.4157 | 1118.5775 | 0.20933 | 0.35713 | 1562.0916 | 985.2457 | 0.13682 | 2 | 2 | 0.09089 | 0.65135 | 4
1 | 189.6593 | 2.9175 | 2.8644 | 0.18564 | 0.21652 | 0.11655 | 0.15109 | 7 | 0.1613 | 0.2975 | 0.19248 | 1.3371 | 1747.4139 | 958.9345 | 0.26348 | 0.42801 | 1110.1628 | 950.9012 | 0.24802 | 0.27466 | 1751.2933 | 873.4042 | 0.10397 | 1 | 2 | 0.08902 | 0.51859 | 0
5 | 163.5193 | 2.8812 | 3.0355 | 0.30947 | 0.23345 | 0.18794 | 0.27899 | 7 | 0.24913 | 0.61423 | 0.20016 | 1.3138 | 1672.8798 | 591.5445 | 0.23062 | 0.41329 | 1400.0434 | 714.9034 | 0.24281 | 0.29895 | 2198.1817 | 1087.0623 | 0.13455 | 2 | 1 | 0.087246 | 0.61242 | 4
5 | 120.0342 | 4.9151 | 2.6938 | 0.14437 | 0.3041 | 0.38629 | 0.11324 | 5 | 0.3182 | 0.6283 | 0.28288 | 1.1337 | 1513.5282 | 596.4878 | 0.27419 | 0.44825 | 1090.5565 | 787.2855 | 0.17317 | 0.26463 | 2066.3178 | 964.3678 | 0.1561 | 1 | 1 | 0.079404 | 0.46218 | 4
1 | 225.5152 | 2.3874 | 2.4606 | 0.37896 | 0.25482 | 0.33904 | 0.27451 | 6 | 0.51361 | 0.58502 | 0.20963 | 1.0862 | 1726.2156 | 1032.2475 | 0.22456 | 0.37864 | 1206.3481 | 1129.3073 | 0.25254 | 0.27281 | 2342.2563 | 903.5207 | 0.15113 | 2 | 2 | 0.090196 | 0.69768 | 4
9 | 184.7687 | 3.7405 | 2.8289 | 0.31836 | 0.10606 | 0.23409 | 0.36125 | 4 | 0.52897 | 0.54976 | 0.19439 | 1.2378 | 1716.2545 | 688.3317 | 0.26048 | 0.31535 | 1181.263 | 691.9747 | 0.23432 | 0.1992 | 1886.1116 | 748.2176 | 0.18275 | 1 | 2 | 0.091934 | 0.64952 | 4
11 | 98.1142 | 2.5311 | 3.0832 | 0.32299 | 0.30207 | 0.3916 | 0.31454 | 5 | 0.85989 | 0.62405 | 0.25607 | 1.2004 | 1681.1164 | 764.6496 | 0.218 | 0.40937 | 1210.2071 | 1065.178 | 0.33048 | 0.21053 | 1732.6986 | 778.3739 | 0.14609 | 1 | 1 | 0.066807 | 0.52914 | 0
10 | 199.1499 | 4.2264 | 3.3522 | 0.21957 | 0.24285 | 0.16022 | 0.39384 | 3 | 0.4446 | 0.62963 | 0.21422 | 1.6007 | 1509.2308 | 796.1399 | 0.2123 | 0.33023 | 1616.4477 | 1327.5598 | 0.26476 | 0.23686 | 2164.6682 | 780.6939 | 0.13776 | 1 | 1 | 0.084257 | 0.62158 | 6
7 | 90.8364 | 1.1778 | 3.0183 | 0.18247 | 0.18533 | 0.15538 | 0.21707 | 3 | 0.41112 | 0.39711 | 0.20143 | 0.79349 | 1611.4395 | 1059.422 | 0.20365 | 0.49916 | 1566.3301 | 1205.6222 | 0.26585 | 0.2993 | 1961.2474 | 1106.6344 | 0.17088 | 1 | 1 | 0.09201 | 0.72062 | 2
1 | 93.7984 | 1.4557 | 2.6856 | 0.18601 | 0.38596 | 0.13856 | 0.23864 | 7 | 0.30449 | 0.76841 | 0.21627 | 1.4268 | 1612.3143 | 1126.257 | 0.24587 | 0.50181 | 1725.2011 | 1010.8171 | 0.21955 | 0.23799 | 2466.1149 | 1075.8174 | 0.111 | 1 | 2 | 0.079009 | 0.6224 | 2
11 | 216.262 | 4.0108 | 3.1035 | 0.34945 | 0.10239 | 0.26621 | 0.33927 | 7 | 0.30617 | 0.64919 | 0.23953 | 1.354 | 1671.9071 | 1212.6077 | 0.21885 | 0.44543 | 1522.3868 | 824.526 | 0.28977 | 0.31161 | 2041.3687 | 1346.6467 | 0.18741 | 2 | 1 | 0.10585 | 0.75377 | 0
3 | 244.0818 | 2.3111 | 2.959 | 0.16099 | 0.15168 | 0.17629 | 0.23504 | 7 | 0.42794 | 0.81894 | 0.18705 | 1.3738 | 1567.3092 | 1000.9496 | 0.21261 | 0.43478 | 1119.1155 | 986.7209 | 0.19636 | 0.29255 | 2070.802 | 1057.7776 | 0.14046 | 1 | 1 | 0.082658 | 0.8271 | 0
2 | 142.1912 | 2.9869 | 2.5508 | 0.21099 | 0.2634 | 0.26104 | 0.18182 | 4 | 0.61092 | 0.66539 | 0.26681 | 0.83595 | 1685.2455 | 1398.0971 | 0.25266 | 0.47303 | 1137.1531 | 670.4471 | 0.29783 | 0.27317 | 1652.4858 | 1145.2633 | 0.094068 | 2 | 1 | 0.048612 | 0.66228 | 0
8 | 257.4953 | 1.3186 | 2.6437 | 0.38031 | 0.34761 | 0.27486 | 0.16095 | 4 | 0.36248 | 0.51552 | 0.24565 | 1.0814 | 1565.5292 | 1062.138 | 0.21529 | 0.5532 | 1587.0175 | 1042.5037 | 0.30456 | 0.27204 | 2364.7459 | 948.7457 | 0.14429 | 1 | 1 | 0.088703 | 0.62839 | 4
7 | 143.9502 | 2.6272 | 2.6188 | 0.39483 | 0.15547 | 0.25022 | 0.24613 | 4 | 0.29386 | 0.61304 | 0.18542 | 1.5541 | 1520.1792 | 934.0616 | 0.21365 | 0.47178 | 1004.6396 | 1255.9523 | 0.20244 | 0.36849 | 2517.4432 | 1131.9395 | 0.17379 | 2 | 1 | 0.087921 | 0.54775 | 4
4 | 234.5017 | 1.7218 | 3.0222 | 0.20751 | 0.12924 | 0.3553 | 0.16152 | 7 | 0.63025 | 0.63012 | 0.17306 | 1.0907 | 1696.8268 | 1237.7893 | 0.24482 | 0.4637 | 1632.5777 | 1046.3369 | 0.30863 | 0.19069 | 2402.9126 | 1362.8039 | 0.16255 | 2 | 2 | 0.09934 | 0.67923 | 4
4 | 122.418 | 2.3218 | 3.2413 | 0.10345 | 0.16679 | 0.25976 | 0.3795 | 3 | 0.75915 | 0.57425 | 0.17979 | 1.4889 | 1767.3787 | 1094.8709 | 0.2734 | 0.42106 | 1326.1789 | 1012.0204 | 0.28387 | 0.4437 | 2354.8725 | 938.9545 | 0.1229 | 2 | 1 | 0.064785 | 0.63227 | 0
4 | 202.2338 | 2.5866 | 3.1299 | 0.14129 | 0.16453 | 0.39467 | 0.27533 | 7 | 0.87845 | 0.32363 | 0.29667 | 1.1976 | 1799.9805 | 1011.3314 | 0.24093 | 0.46934 | 1659.806 | 1116.0291 | 0.18635 | 0.23643 | 1572.9001 | 544.1902 | 0.18866 | 2 | 2 | 0.10126 | 0.48169 | 4
6 | 137.2104 | 4.1439 | 3.197 | 0.28095 | 0.21982 | 0.32185 | 0.24534 | 3 | 0.54205 | 0.40535 | 0.23622 | 1.1897 | 1697.931 | 723.244 | 0.20839 | 0.53278 | 1020.9654 | 1271.3291 | 0.25727 | 0.43247 | 1939.7228 | 725.887 | 0.17825 | 1 | 2 | 0.056235 | 0.60948 | 6
12 | 197.9503 | 2.8143 | 3.0053 | 0.19048 | 0.26136 | 0.31081 | 0.16496 | 4 | 0.58054 | 0.45879 | 0.19892 | 1.001 | 1776.1721 | 1395.6339 | 0.23625 | 0.4539 | 1266.3024 | 774.7284 | 0.22019 | 0.32456 | 2290.9149 | 757.4432 | 0.15973 | 2 | 2 | 0.056981 | 0.57514 | 2
3 | 196.5368 | 3.7878 | 3.0238 | 0.3422 | 0.11974 | 0.37448 | 0.32985 | 6 | 0.53094 | 0.62244 | 0.19792 | 1.2626 | 1662.5626 | 566.7396 | 0.21775 | 0.35791 | 1598.4258 | 1330.347 | 0.2013 | 0.40429 | 2337.4031 | 585.7526 | 0.18809 | 1 | 2 | 0.075515 | 0.61597 | 6
6 | 202.2949 | 4.9573 | 2.7672 | 0.15797 | 0.33774 | 0.35903 | 0.30538 | 4 | 0.73069 | 0.54785 | 0.25168 | 0.97415 | 1701.8646 | 1437.6072 | 0.21459 | 0.3802 | 1240.3216 | 1007.2108 | 0.12442 | 0.25136 | 1373.8851 | 832.1784 | 0.18308 | 1 | 2 | 0.088256 | 0.65061 | 0
7 | 263.8915 | 1.4055 | 3.4683 | 0.30864 | 0.25276 | 0.15966 | 0.26468 | 4 | 0.14266 | 0.1947 | 0.20727 | 1.169 | 1642.7611 | 945.9126 | 0.23856 | 0.45921 | 1536.6275 | 830.5039 | 0.23084 | 0.31889 | 2423.5059 | 1286.6086 | 0.17865 | 1 | 2 | 0.058222 | 0.7381 | 4
1 | 259.2698 | 2.9817 | 2.5258 | 0.31428 | 0.20842 | 0.29147 | 0.33589 | 5 | 0.42872 | 0.20124 | 0.2477 | 0.72447 | 1549.6013 | 1181.265 | 0.22312 | 0.35503 | 1112.4864 | 1063.814 | 0.277 | 0.32644 | 1618.0832 | 836.1717 | 0.13084 | 1 | 2 | 0.06074 | 0.61788 | 4
10 | 217.8186 | 4.3226 | 3.1444 | 0.30044 | 0.2928 | 0.11757 | 0.17888 | 5 | 0.29985 | 0.28214 | 0.25385 | 1.1039 | 1611.9752 | 1158.8473 | 0.26246 | 0.48632 | 1626.4081 | 1154.9228 | 0.18975 | 0.18819 | 1887.1777 | 1000.9557 | 0.16693 | 2 | 2 | 0.096244 | 0.88198 | 0
9 | 286.3256 | 1.2455 | 3.3633 | 0.29144 | 0.23294 | 0.12613 | 0.37324 | 3 | 0.46428 | 0.72343 | 0.29425 | 1.2313 | 1734.5777 | 1207.3169 | 0.22415 | 0.43756 | 1378.5809 | 1041.6204 | 0.21491 | 0.33625 | 2377.3098 | 990.2052 | 0.10742 | 1 | 2 | 0.074382 | 0.60548 | 6
9 | 231.0678 | 3.5339 | 3.2177 | 0.36052 | 0.31223 | 0.3788 | 0.19773 | 3 | 0.57976 | 0.36401 | 0.20473 | 1.342 | 1574.2927 | 1203.6192 | 0.24257 | 0.40988 | 1309.0519 | 816.6639 | 0.24079 | 0.38675 | 1649.1489 | 1468.6256 | 0.1948 | 2 | 2 | 0.069698 | 0.60566 | 6
3 | 110.3672 | 4.5896 | 3.4371 | 0.11758 | 0.11959 | 0.26974 | 0.36576 | 3 | 0.10833 | 0.73242 | 0.22165 | 1.2135 | 1730.5073 | 1288.5205 | 0.20039 | 0.32801 | 1638.1992 | 1171.7708 | 0.15571 | 0.32415 | 2358.3181 | 1280.3313 | 0.13731 | 2 | 2 | 0.078921 | 0.73945 | 0
4 | 105.5135 | 4.4171 | 2.9242 | 0.11037 | 0.1596 | 0.30466 | 0.35519 | 3 | 0.50621 | 0.64813 | 0.19353 | 1.591 | 1522.0284 | 1197.1684 | 0.26906 | 0.55366 | 1396.2285 | 710.5726 | 0.18387 | 0.32115 | 2158.2948 | 953.5053 | 0.15634 | 2 | 1 | 0.091001 | 0.47744 | 6
1 | 261.5074 | 2.4586 | 2.7196 | 0.10755 | 0.36073 | 0.38747 | 0.25994 | 3 | 0.44289 | 0.6213 | 0.25585 | 1.4155 | 1579.1129 | 1229.8772 | 0.20117 | 0.32369 | 1106.4303 | 1215.9873 | 0.17945 | 0.37976 | 1607.4718 | 971.0407 | 0.16241 | 2 | 1 | 0.073947 | 0.57008 | 6
7 | 177.9674 | 1.6672 | 2.9406 | 0.2216 | 0.27232 | 0.33663 | 0.21052 | 6 | 0.46934 | 0.25044 | 0.21146 | 1.5982 | 1536.3975 | 622.9364 | 0.24712 | 0.54105 | 1144.2766 | 1029.2747 | 0.22292 | 0.34985 | 2098.2786 | 758.871 | 0.12477 | 2 | 2 | 0.081774 | 0.58449 | 4
3 | 143.1845 | 3.2221 | 3.371 | 0.33343 | 0.17681 | 0.2951 | 0.24163 | 3 | 0.2892 | 0.46855 | 0.196 | 1.3334 | 1614.2299 | 863.6767 | 0.20896 | 0.36372 | 1778.0031 | 705.732 | 0.1682 | 0.23861 | 2125.9195 | 1275.9072 | 0.18361 | 2 | 2 | 0.05994 | 0.9152 | 4
1 | 252.8523 | 4.0605 | 3.2287 | 0.38452 | 0.27015 | 0.19487 | 0.36499 | 5 | 0.37333 | 0.64955 | 0.21912 | 0.92431 | 1746.0374 | 850.2293 | 0.23923 | 0.56955 | 1480.8849 | 846.5103 | 0.24192 | 0.40038 | 2766.1534 | 1067.8595 | 0.14385 | 2 | 1 | 0.11219 | 0.63588 | 4
3 | 209.5303 | 2.1336 | 2.7808 | 0.22778 | 0.38516 | 0.3285 | 0.20844 | 5 | 0.49865 | 0.52794 | 0.16114 | 1.4315 | 1577.3277 | 1361.7196 | 0.20978 | 0.34724 | 1290.6152 | 1092.4512 | 0.29749 | 0.23576 | 1979.8226 | 907.891 | 0.14316 | 1 | 1 | 0.090524 | 0.69535 | 0
6 | 232.8143 | 4.3479 | 2.482 | 0.1327 | 0.17738 | 0.25709 | 0.16037 | 4 | 0.37859 | 0.74094 | 0.26153 | 0.91002 | 1525.449 | 943.8043 | 0.21203 | 0.50707 | 1078.0889 | 852.6898 | 0.27821 | 0.40057 | 2178.8377 | 1033.112 | 0.15299 | 1 | 2 | 0.055551 | 0.84881 | 2
8 | 121.9864 | 4.0135 | 3.1148 | 0.38195 | 0.10504 | 0.16299 | 0.30983 | 5 | 0.48152 | 0.12717 | 0.26813 | 1.2166 | 1508.9374 | 1274.8251 | 0.20961 | 0.47348 | 1355.3719 | 1085.3074 | 0.21837 | 0.30954 | 1719.3564 | 855.7685 | 0.10285 | 1 | 1 | 0.11759 | 0.70107 | 6
12 | 221.7329 | 2.8916 | 3.4349 | 0.36208 | 0.23132 | 0.11412 | 0.36227 | 3 | 0.3512 | 0.45437 | 0.2795 | 1.7142 | 1614.4557 | 1115.7304 | 0.22907 | 0.55068 | 1205.0422 | 767.6614 | 0.32589 | 0.26632 | 2135.0904 | 800.9273 | 0.14953 | 2 | 1 | 0.076053 | 0.70553 | 0
9 | 204.59 | 3.0429 | 3.2511 | 0.23248 | 0.11187 | 0.29949 | 0.26819 | 3 | 0.57725 | 0.2774 | 0.21276 | 1.5802 | 1706.2167 | 945.0771 | 0.21834 | 0.43393 | 1352.0913 | 761.3033 | 0.1859 | 0.44002 | 1656.9004 | 710.0486 | 0.13393 | 2 | 1 | 0.048063 | 0.63733 | 2
12 | 286.7109 | 1.6578 | 3.3836 | 0.23835 | 0.26914 | 0.37525 | 0.11892 | 6 | 0.58128 | 0.61722 | 0.20902 | 1.2649 | 1751.5615 | 1353.2125 | 0.20857 | 0.49827 | 1355.623 | 1222.5395 | 0.17346 | 0.26212 | 2703.3657 | 1324.0024 | 0.13536 | 2 | 2 | 0.059149 | 0.6925 | 4
9 | 90.2777 | 4.8405 | 3.1874 | 0.29709 | 0.28766 | 0.14088 | 0.10386 | 5 | 0.89414 | 0.7166 | 0.26831 | 1.335 | 1742.9368 | 1001.4205 | 0.23414 | 0.48984 | 1220.4584 | 911.592 | 0.23613 | 0.26923 | 2751.7509 | 1074.1631 | 0.14898 | 1 | 2 | 0.072231 | 0.45701 | 2
4 | 108.0409 | 1.362 | 2.518 | 0.37058 | 0.21216 | 0.31133 | 0.176 | 4 | 0.38077 | 0.84142 | 0.29941 | 1.2553 | 1506.0136 | 802.9845 | 0.23047 | 0.48394 | 1335.9875 | 1369.1163 | 0.15816 | 0.34503 | 1690.2911 | 941.0871 | 0.17458 | 2 | 1 | 0.086768 | 0.78453 | 4
12 | 229.8866 | 4.689 | 2.7689 | 0.24671 | 0.34688 | 0.22956 | 0.17035 | 5 | 0.19808 | 0.41406 | 0.18681 | 1.1571 | 1686.6478 | 947.8054 | 0.21212 | 0.38782 | 1303.8336 | 1344.0327 | 0.30416 | 0.3227 | 1602.6815 | 1150.9701 | 0.14648 | 2 | 2 | 0.10039 | 0.61863 | 6
9 | 185.173 | 1.4441 | 3.0306 | 0.3225 | 0.32265 | 0.17223 | 0.18581 | 3 | 0.38248 | 0.15779 | 0.27434 | 0.7074 | 1777.5901 | 1215.0597 | 0.25571 | 0.4743 | 1132.0378 | 959.3257 | 0.23121 | 0.31903 | 2030.5268 | 702.6006 | 0.13067 | 2 | 1 | 0.098989 | 0.8761 | 6
7 | 165.1661 | 4.1099 | 2.6561 | 0.15758 | 0.27094 | 0.32574 | 0.14065 | 4 | 0.77161 | 0.1617 | 0.29247 | 1.5004 | 1650.9096 | 905.2329 | 0.20914 | 0.53855 | 1446.687 | 1320.3386 | 0.22738 | 0.34038 | 1991.6421 | 1311.9947 | 0.14359 | 2 | 1 | 0.097908 | 0.69643 | 2
10 | 193.5004 | 2.9915 | 3.0089 | 0.32016 | 0.1834 | 0.2595 | 0.17673 | 6 | 0.52712 | 0.28699 | 0.25701 | 1.2437 | 1548.6373 | 1089.7697 | 0.22274 | 0.3442 | 1207.7872 | 762.0964 | 0.22207 | 0.27627 | 1375.8529 | 1256.335 | 0.21689 | 1 | 2 | 0.084424 | 0.60505 | 6
5 | 144.238 | 4.7858 | 2.6021 | 0.25543 | 0.1468 | 0.29407 | 0.22687 | 7 | 0.52459 | 0.37518 | 0.26072 | 1.6466 | 1685.4724 | 1037.5405 | 0.21514 | 0.45217 | 1166.7225 | 912.1066 | 0.28686 | 0.31127 | 1947.7378 | 989.0546 | 0.187 | 1 | 2 | 0.078657 | 0.58728 | 4
6 | 154.5739 | 2.7312 | 3.1749 | 0.14333 | 0.11811 | 0.31339 | 0.34087 | 5 | 0.63722 | 0.20647 | 0.23014 | 1.3132 | 1702.2639 | 1072.6146 | 0.23491 | 0.4535 | 1233.4966 | 1449.8157 | 0.1716 | 0.30703 | 2661.4309 | 721.1006 | 0.13956 | 1 | 1 | 0.050417 | 0.79154 | 4
12 | 107.7625 | 1.8488 | 3.2965 | 0.25285 | 0.19134 | 0.1908 | 0.27394 | 4 | 0.55738 | 0.81605 | 0.24186 | 1.1087 | 1789.8101 | 934.7481 | 0.22734 | 0.50778 | 1017.7454 | 1092.0445 | 0.23653 | 0.26835 | 1852.8246 | 1123.314 | 0.19596 | 2 | 2 | 0.062458 | 0.67624 | 0
6 | 280.4705 | 3.6248 | 2.5778 | 0.2788 | 0.21887 | 0.13633 | 0.24693 | 6 | 0.60982 | 0.62015 | 0.23554 | 0.86682 | 1739.3389 | 980.0595 | 0.2342 | 0.40131 | 1644.9598 | 965.3596 | 0.20208 | 0.33745 | 2095.7407 | 690.3539 | 0.21911 | 1 | 1 | 0.096078 | 0.52269 | 2
5 | 210.5027 | 4.3512 | 3.1657 | 0.23155 | 0.27465 | 0.12194 | 0.15076 | 6 | 0.35873 | 0.48909 | 0.26175 | 0.8867 | 1623.8078 | 1021.223 | 0.28071 | 0.31224 | 1477.0483 | 843.5872 | 0.2585 | 0.28561 | 2488.853 | 766.1808 | 0.1593 | 2 | 2 | 0.046608 | 0.36582 | 4
8 | 118.894 | 4.4269 | 3.1703 | 0.19535 | 0.39398 | 0.32759 | 0.19959 | 3 | 0.45881 | 0.53394 | 0.27264 | 1.3569 | 1729.1889 | 929.7815 | 0.22152 | 0.47066 | 1051.7961 | 1298.1857 | 0.10237 | 0.34557 | 2040.0325 | 793.9426 | 0.095984 | 2 | 2 | 0.06618 | 0.85801 | 4
1 | 194.6011 | 2.125 | 2.8747 | 0.24242 | 0.18759 | 0.24857 | 0.12449 | 7 | 0.38832 | 0.61458 | 0.25947 | 1.4527 | 1608.5707 | 997.5864 | 0.20595 | 0.38285 | 1108.077 | 1021.7828 | 0.31829 | 0.30248 | 1930.9337 | 979.9524 | 0.16581 | 2 | 2 | 0.086098 | 0.65557 | 0
1 | 191.2533 | 1.1352 | 2.7363 | 0.26167 | 0.39933 | 0.32808 | 0.34242 | 3 | 0.76558 | 0.16922 | 0.26656 | 1.0449 | 1787.2235 | 1337.9017 | 0.25178 | 0.51876 | 1624.5369 | 1273.4059 | 0.2247 | 0.4156 | 2106.748 | 745.6305 | 0.18375 | 2 | 2 | 0.063337 | 0.78269 | 2
5 | 179.1701 | 2.8583 | 2.5719 | 0.36324 | 0.28467 | 0.37238 | 0.20902 | 6 | 0.64404 | 0.14033 | 0.28405 | 1.2118 | 1658.0166 | 877.7049 | 0.21941 | 0.51401 | 1532.2827 | 977.8118 | 0.16336 | 0.30085 | 1558.0377 | 1191.2555 | 0.2075 | 2 | 2 | 0.094421 | 0.88312 | 4
10 | 173.754 | 4.8712 | 2.9328 | 0.15504 | 0.24972 | 0.33549 | 0.24786 | 7 | 0.83263 | 0.62487 | 0.2117 | 1.3484 | 1603.5708 | 1086.1226 | 0.21252 | 0.56109 | 1124.1092 | 722.1867 | 0.25622 | 0.35368 | 1379.8495 | 1236.5949 | 0.096884 | 1 | 2 | 0.092654 | 0.51234 | 2
12 | 182.666 | 3.9229 | 2.7442 | 0.20985 | 0.392 | 0.13226 | 0.31556 | 5 | 0.23819 | 0.43341 | 0.23567 | 1.6451 | 1727.681 | 1030.5828 | 0.24953 | 0.5066 | 1187.5705 | 861.4291 | 0.2329 | 0.33379 | 2026.0232 | 1100.1982 | 0.16733 | 2 | 2 | 0.074186 | 0.53595 | 0
2 | 253.1415 | 3.0068 | 3.1019 | 0.33738 | 0.38082 | 0.38773 | 0.15775 | 4 | 0.55309 | 0.31299 | 0.19397 | 1.3936 | 1793.0074 | 1004.6975 | 0.21611 | 0.32557 | 1613.4745 | 1145.886 | 0.2797 | 0.38357 | 2141.8538 | 1165.3289 | 0.15059 | 2 | 2 | 0.057445 | 0.51601 | 4
4 | 182.2883 | 3.2542 | 2.4693 | 0.24617 | 0.23437 | 0.10324 | 0.13745 | 6 | 0.58618 | 0.37621 | 0.23332 | 1.1739 | 1613.3751 | 895.3727 | 0.20926 | 0.52372 | 1594.7623 | 972.1327 | 0.19679 | 0.36974 | 2421.0302 | 815.7218 | 0.16434 | 1 | 2 | 0.088974 | 0.57219 | 6
12 | 90.4596 | 2.178 | 2.4253 | 0.16163 | 0.20051 | 0.12426 | 0.32237 | 3 | 0.55778 | 0.55312 | 0.1887 | 1.2096 | 1791.301 | 1077.2585 | 0.21188 | 0.40367 | 1229.6378 | 1066.0285 | 0.28893 | 0.27511 | 2126.6817 | 1036.1901 | 0.11399 | 1 | 2 | 0.076938 | 0.53605 | 0
12 | 146.4447 | 1.6862 | 3.4024 | 0.33627 | 0.25302 | 0.36962 | 0.1522 | 3 | 0.35491 | 0.65388 | 0.2438 | 1.0279 | 1524.2347 | 1056.3825 | 0.2718 | 0.34381 | 1551.8397 | 1035.9435 | 0.19756 | 0.32342 | 2059.4115 | 789.5519 | 0.13169 | 1 | 1 | 0.10516 | 0.55067 | 0
8 | 191.4693 | 3.6389 | 2.7487 | 0.35628 | 0.27711 | 0.2792 | 0.26209 | 5 | 0.5028 | 0.56509 | 0.24866 | 1.1481 | 1618.4356 | 899.2354 | 0.23511 | 0.5352 | 1635.1946 | 1124.8026 | 0.3198 | 0.45955 | 2266.1094 | 1096.5278 | 0.14011 | 2 | 1 | 0.081093 | 0.57372 | 0
11 | 223.0638 | 3.067 | 2.8977 | 0.11656 | 0.38635 | 0.1858 | 0.26426 | 4 | 0.8495 | 0.45634 | 0.23048 | 0.97799 | 1550.4661 | 1077.074 | 0.22398 | 0.51462 | 1732.7225 | 1033.5756 | 0.16201 | 0.35781 | 1447.558 | 1481.1199 | 0.17793 | 1 | 1 | 0.087562 | 0.63935 | 2
3 | 150.9307 | 4.8071 | 2.8338 | 0.21689 | 0.38946 | 0.28379 | 0.23069 | 5 | 0.12984 | 0.54707 | 0.169 | 1.021 | 1642.2718 | 1236.7172 | 0.24326 | 0.50734 | 1254.9215 | 1146.8289 | 0.16531 | 0.22913 | 1254.7456 | 632.7628 | 0.1416 | 1 | 1 | 0.065084 | 0.7086 | 2
11 | 159.8574 | 3.5424 | 2.6774 | 0.13591 | 0.39332 | 0.27612 | 0.14519 | 3 | 0.48001 | 0.21663 | 0.16521 | 1.1649 | 1523.6554 | 1265.3067 | 0.21355 | 0.38866 | 1478.2036 | 1313.2888 | 0.24446 | 0.32234 | 1669.3149 | 905.8712 | 0.15232 | 2 | 1 | 0.087385 | 0.57252 | 6
3 | 116.0294 | 4.5871 | 3.4054 | 0.39222 | 0.23274 | 0.14773 | 0.27116 | 3 | 0.55582 | 0.52304 | 0.22134 | 1.4087 | 1505.8527 | 1242.2539 | 0.22651 | 0.49218 | 1055.3477 | 1051.1256 | 0.27717 | 0.3938 | 2021.2393 | 978.4787 | 0.19152 | 2 | 2 | 0.11822 | 0.5948 | 0
8 | 257.2765 | 4.4618 | 3.1948 | 0.19726 | 0.34488 | 0.30776 | 0.13534 | 3 | 0.48615 | 0.11607 | 0.20029 | 1.145 | 1665.0766 | 637.1011 | 0.23684 | 0.36809 | 1435.8103 | 954.6907 | 0.19188 | 0.30095 | 1544.2401 | 1093.5444 | 0.16553 | 2 | 2 | 0.057283 | 0.60628 | 6
7 | 187.6576 | 2.4673 | 2.5431 | 0.29896 | 0.2569 | 0.29544 | 0.38241 | 6 | 0.74178 | 0.44522 | 0.26336 | 1.2793 | 1624.7267 | 1103.6988 | 0.25374 | 0.4433 | 1415.613 | 747.6752 | 0.2337 | 0.19186 | 2187.2205 | 1205.3321 | 0.10833 | 1 | 1 | 0.080079 | 0.69116 | 2
9 | 218.1549 | 4.0678 | 3.2212 | 0.24901 | 0.2786 | 0.14905 | 0.36865 | 7 | 0.36438 | 0.40996 | 0.24079 | 1.115 | 1572.0037 | 1164.235 | 0.25095 | 0.5105 | 1410.4137 | 1122.7695 | 0.3378 | 0.39715 | 2479.6017 | 884.7833 | 0.16082 | 2 | 2 | 0.055763 | 0.45934 | 6
5 | 205.921 | 2.7483 | 3.3356 | 0.39788 | 0.24244 | 0.12812 | 0.17401 | 3 | 0.41033 | 0.68215 | 0.28649 | 1.275 | 1517.1046 | 864.6866 | 0.22577 | 0.36947 | 1012.5782 | 803.4342 | 0.19392 | 0.3092 | 1681.3128 | 1059.0309 | 0.15004 | 1 | 1 | 0.08722 | 0.72377 | 2
9 | 238.6996 | 4.623 | 2.4178 | 0.17233 | 0.24666 | 0.15145 | 0.13154 | 7 | 0.19448 | 0.33397 | 0.24708 | 1.6944 | 1502.2288 | 816.9324 | 0.24215 | 0.56398 | 1094.5395 | 882.0577 | 0.19995 | 0.41349 | 1511.2091 | 904.1513 | 0.22254 | 1 | 2 | 0.073179 | 0.66129 | 6
11 | 200.245 | 1.9217 | 3.3739 | 0.32834 | 0.13849 | 0.36325 | 0.3113 | 7 | 0.5367 | 0.66601 | 0.20478 | 0.8546 | 1733.388 | 1356.2732 | 0.23696 | 0.50958 | 1451.7259 | 1109.7817 | 0.20038 | 0.25187 | 1975.9255 | 791.8478 | 0.12133 | 1 | 2 | 0.085484 | 0.71779 | 4
3 | 122.7184 | 3.3579 | 3.1455 | 0.29656 | 0.21535 | 0.17199 | 0.2997 | 6 | 0.68972 | 0.66495 | 0.28801 | 1.0984 | 1697.0542 | 1157.6063 | 0.25457 | 0.44503 | 1755.5345 | 1054.8617 | 0.15061 | 0.23361 | 1711.7216 | 1183.1374 | 0.17181 | 2 | 1 | 0.073728 | 0.6385 | 2
4 | 169.1985 | 1.554 | 3.361 | 0.11439 | 0.22733 | 0.37839 | 0.27142 | 6 | 0.63146 | 0.60796 | 0.22833 | 1.0636 | 1581.9014 | 862.445 | 0.23168 | 0.50219 | 1585.7829 | 1212.8146 | 0.26151 | 0.26453 | 2244.0445 | 849.814 | 0.18431 | 2 | 1 | 0.059594 | 0.99387 | 6
10 | 135.6026 | 1.3866 | 3.0211 | 0.1018 | 0.16938 | 0.18107 | 0.18748 | 7 | 0.48364 | 0.81012 | 0.22751 | 1.1264 | 1620.3813 | 1115.4416 | 0.20254 | 0.40963 | 1763.8666 | 928.8243 | 0.16918 | 0.29988 | 1819.6803 | 733.5505 | 0.14397 | 1 | 1 | 0.066746 | 0.82973 | 4
5 | 97.5352 | 2.8312 | 3.2348 | 0.14238 | 0.2107 | 0.33093 | 0.10176 | 6 | 0.47831 | 0.63551 | 0.26089 | 1.4833 | 1595.0567 | 750.6859 | 0.24926 | 0.4215 | 1263.0214 | 1159.7455 | 0.26907 | 0.22447 | 2259.9939 | 1179.2911 | 0.1638 | 1 | 2 | 0.11044 | 0.65334 | 6
11 | 140.4781 | 3.7318 | 2.6258 | 0.22352 | 0.20642 | 0.16121 | 0.28068 | 5 | 0.38467 | 0.5796 | 0.21717 | 1.1617 | 1766.5723 | 752.2737 | 0.21106 | 0.48136 | 1329.8974 | 821.3952 | 0.25977 | 0.24129 | 1757.2781 | 626.8499 | 0.089531 | 2 | 2 | 0.085529 | 0.65269 | 2
5 | 144.9188 | 2.6706 | 3.4557 | 0.39457 | 0.37202 | 0.34368 | 0.29455 | 5 | 0.53824 | 0.54865 | 0.29577 | 1.0679 | 1621.8468 | 938.4148 | 0.27324 | 0.36194 | 1645.9822 | 1023.8034 | 0.24381 | 0.25838 | 2510.7731 | 1129.3847 | 0.13779 | 1 | 1 | 0.070082 | 0.73315 | 0
6 | 131.0021 | 2.3332 | 2.4319 | 0.35707 | 0.30151 | 0.39017 | 0.27995 | 3 | 0.65891 | 0.4079 | 0.18474 | 1.0049 | 1689.8529 | 1337.4783 | 0.20147 | 0.4429 | 1094.2564 | 937.3603 | 0.25898 | 0.43635 | 1609.7346 | 979.1707 | 0.17659 | 2 | 1 | 0.069273 | 0.57132 | 2
2 | 267.4002 | 4.8979 | 2.5056 | 0.26239 | 0.123 | 0.16251 | 0.276 | 3 | 0.5107 | 0.19014 | 0.23425 | 1.1439 | 1706.3362 | 829.8376 | 0.26363 | 0.44879 | 1443.4487 | 878.8469 | 0.16929 | 0.33267 | 2223.5643 | 1144.3388 | 0.17003 | 2 | 2 | 0.079815 | 0.81269 | 0
4 | 217.4564 | 3.7091 | 3.0271 | 0.29271 | 0.1002 | 0.38362 | 0.29905 | 4 | 0.88338 | 0.29933 | 0.23129 | 1.1769 | 1528.5629 | 1166.6702 | 0.21027 | 0.43946 | 1518.6532 | 1115.2954 | 0.19489 | 0.28822 | 1479.3521 | 1201.0457 | 0.22407 | 1 | 2 | 0.082471 | 0.48631 | 6
10 | 242.9695 | 2.0134 | 2.4392 | 0.22217 | 0.37659 | 0.15069 | 0.25536 | 6 | 0.59804 | 0.4861 | 0.20079 | 1.1524 | 1603.1859 | 886.4982 | 0.30968 | 0.55653 | 1419.5051 | 1150.3799 | 0.19606 | 0.37035 | 2891.7048 | 1092.63 | 0.15446 | 1 | 2 | 0.089153 | 0.67074 | 2
12 | 202.7803 | 3.7031 | 3.0578 | 0.14698 | 0.37046 | 0.31636 | 0.13161 | 4 | 0.46253 | 0.32982 | 0.27076 | 1.1254 | 1706.755 | 580.6169 | 0.21911 | 0.38077 | 1508.5926 | 1065.1119 | 0.23168 | 0.37563 | 2070.1472 | 1048.0646 | 0.22596 | 1 | 1 | 0.068393 | 0.57979 | 0
7 | 169.978 | 1.8425 | 3.3575 | 0.33089 | 0.12173 | 0.15833 | 0.26518 | 4 | 0.52853 | 0.42882 | 0.22511 | 1.1341 | 1636.2993 | 1065.621 | 0.33036 | 0.37584 | 1234.5121 | 983.206 | 0.21283 | 0.37194 | 1402.3022 | 1053.7827 | 0.12759 | 2 | 1 | 0.1084 | 0.69864 | 2
12 | 192.8068 | 2.8211 | 3.3866 | 0.31724 | 0.23943 | 0.28945 | 0.18977 | 5 | 0.3701 | 0.3363 | 0.20778 | 1.192 | 1677.326 | 775.9198 | 0.20805 | 0.37203 | 1217.1688 | 1336.4063 | 0.16388 | 0.27685 | 2296.5134 | 906.5574 | 0.18237 | 1 | 2 | 0.064178 | 0.61506 | 0
1 | 160.3059 | 4.4436 | 3.0678 | 0.16501 | 0.24063 | 0.24925 | 0.38081 | 3 | 0.41221 | 0.67459 | 0.19908 | 1.531 | 1563.4855 | 1049.1107 | 0.23873 | 0.40694 | 1647.7365 | 1188.7166 | 0.25062 | 0.32997 | 1322.8115 | 853.4853 | 0.13049 | 1 | 2 | 0.08745 | 0.62968 | 0
5 | 226.7314 | 1.0273 | 3.394 | 0.22882 | 0.29083 | 0.33349 | 0.12651 | 6 | 0.6819 | 0.69299 | 0.1813 | 1.3839 | 1656.9795 | 1167.9586 | 0.24189 | 0.43453 | 1038.0628 | 835.6072 | 0.21216 | 0.31369 | 2593.1617 | 924.0658 | 0.17579 | 1 | 1 | 0.090374 | 0.44556 | 0
9 | 285.1634 | 3.431 | 3.2197 | 0.1669 | 0.16278 | 0.21057 | 0.16292 | 3 | 0.64263 | 0.4468 | 0.2309 | 1.4306 | 1618.7951 | 1080.705 | 0.2326 | 0.45716 | 1259.252 | 946.9215 | 0.23925 | 0.35223 | 2526.761 | 927.399 | 0.0851 | 2 | 2 | 0.063968 | 0.66194 | 4
3 | 226.5091 | 4.7584 | 3.165 | 0.38973 | 0.34285 | 0.38716 | 0.34282 | 7 | 0.7705 | 0.27995 | 0.28898 | 1.0849 | 1591.6407 | 902.6856 | 0.21124 | 0.52742 | 1596.3098 | 972.6791 | 0.20666 | 0.26585 | 1884.1705 | 737.2982 | 0.13348 | 2 | 2 | 0.10199 | 0.71589 | 0
1 | 222.5367 | 2.1701 | 3.2403 | 0.13047 | 0.27667 | 0.22386 | 0.13332 | 4 | 0.72715 | 0.47743 | 0.16753 | 0.95959 | 1611.1987 | 1091.0833 | 0.21396 | 0.34202 | 1389.7979 | 1244.416 | 0.23206 | 0.3649 | 1818.3038 | 948.3458 | 0.14757 | 1 | 1 | 0.068259 | 0.6664 | 0
8 | 249.0922 | 4.3965 | 3.2753 | 0.19506 | 0.28876 | 0.30278 | 0.21274 | 4 | 0.74416 | 0.77172 | 0.25245 | 1.1381 | 1511.5783 | 1067.3857 | 0.22503 | 0.50399 | 1430.5009 | 1323.8304 | 0.25881 | 0.31082 | 2540.6928 | 767.8317 | 0.18199 | 1 | 1 | 0.081975 | 0.50457 | 4
12 | 214.1553 | 1.5464 | 3.3078 | 0.15584 | 0.1509 | 0.11254 | 0.29222 | 5 | 0.69477 | 0.50865 | 0.20299 | 1.4962 | 1533.4439 | 1278.6498 | 0.23553 | 0.42986 | 1579.2504 | 1038.8172 | 0.21802 | 0.36765 | 1496.3622 | 1229.0004 | 0.18582 | 1 | 1 | 0.059442 | 0.84477 | 2
5 | 278.4243 | 4.2622 | 3.1213 | 0.26986 | 0.22792 | 0.24417 | 0.15817 | 6 | 0.84308 | 0.29425 | 0.16674 | 1.2422 | 1503.5409 | 1249.9553 | 0.21657 | 0.34612 | 1503.4926 | 924.4255 | 0.19788 | 0.18443 | 2370.6381 | 527.8646 | 0.1211 | 2 | 2 | 0.061998 | 0.72262 | 6
5 | 228.3041 | 1.6499 | 3.0147 | 0.26898 | 0.1993 | 0.27701 | 0.31949 | 4 | 0.47777 | 0.48568 | 0.22272 | 1.0524 | 1606.5249 | 916.6827 | 0.20113 | 0.3565 | 1568.6841 | 1230.4602 | 0.18794 | 0.24168 | 1950.5794 | 812.4515 | 0.13881 | 1 | 1 | 0.086482 | 0.58846 | 2
4 | 149.0865 | 1.0977 | 2.9737 | 0.18196 | 0.31436 | 0.18071 | 0.24955 | 5 | 0.77469 | 0.77491 | 0.28982 | 1.3019 | 1704.3234 | 923.0255 | 0.22394 | 0.37759 | 1515.3687 | 1110.5777 | 0.22416 | 0.30898 | 1738.9401 | 892.2275 | 0.215 | 1 | 2 | 0.11417 | 0.57753 | 0
4 | 116.0948 | 2.0281 | 2.9864 | 0.14167 | 0.37837 | 0.24018 | 0.34572 | 6 | 0.88141 | 0.53321 | 0.23502 | 1.4389 | 1713.8081 | 1124.1896 | 0.2395 | 0.38502 | 1369.3576 | 1380.5897 | 0.24053 | 0.21584 | 1465.6537 | 994.2882 | 0.17208 | 1 | 1 | 0.058893 | 0.52833 | 2
5 | 283.5865 | 4.0789 | 2.4035 | 0.29993 | 0.24701 | 0.35399 | 0.13715 | 7 | 0.32086 | 0.68919 | 0.26052 | 1.3985 | 1576.646 | 1244.8945 | 0.21622 | 0.38498 | 1151.0175 | 1291.8513 | 0.22825 | 0.32181 | 1523.462 | 683.2355 | 0.18028 | 1 | 1 | 0.089709 | 0.7759 | 2
1 | 97.7653 | 4.6939 | 2.7543 | 0.16916 | 0.26163 | 0.21243 | 0.29709 | 3 | 0.74528 | 0.39179 | 0.21575 | 1.4102 | 1749.4179 | 1074.1437 | 0.20502 | 0.43337 | 1312.4937 | 1181.5253 | 0.1998 | 0.27882 | 1513.059 | 772.9832 | 0.16059 | 2 | 1 | 0.076908 | 0.47959 | 6
7 | 165.8783 | 2.2144 | 2.8097 | 0.11538 | 0.1586 | 0.23517 | 0.1236 | 5 | 0.44134 | 0.2291 | 0.26356 | 1.4373 | 1647.4418 | 904.0238 | 0.22558 | 0.32017 | 1160.0969 | 999.219 | 0.21173 | 0.32152 | 1920.4846 | 1005.5412 | 0.18015 | 1 | 1 | 0.099414 | 0.81114 | 0
2 | 208.691 | 1.0468 | 3.364 | 0.11581 | 0.39042 | 0.33369 | 0.34476 | 5 | 0.74334 | 0.56124 | 0.183 | 1.2224 | 1639.3161 | 676.3375 | 0.2102 | 0.48409 | 1538.9421 | 1058.8567 | 0.26636 | 0.36181 | 1336.6035 | 899.8184 | 0.16516 | 1 | 1 | 0.073432 | 0.67252 | 2
4 | 187.1292 | 3.7554 | 3.4592 | 0.38756 | 0.27067 | 0.11081 | 0.21586 | 7 | 0.16534 | 0.42819 | 0.22931 | 1.07 | 1550.2884 | 826.0533 | 0.23885 | 0.51857 | 1524.9144 | 855.6994 | 0.30284 | 0.31349 | 1716.5922 | 1100.9568 | 0.19849 | 1 | 2 | 0.079445 | 0.75124 | 0
5 | 200.7095 | 4.8802 | 2.7039 | 0.21404 | 0.39663 | 0.2469 | 0.32013 | 7 | 0.63614 | 0.36695 | 0.28485 | 1.6094 | 1542.2163 | 1369.3982 | 0.27854 | 0.3686 | 1059.3576 | 979.6893 | 0.16559 | 0.28488 | 2413.0225 | 724.1385 | 0.17018 | 1 | 2 | 0.070416 | 0.74325 | 6
12 | 184.5903 | 2.0198 | 3.3923 | 0.26355 | 0.2143 | 0.27227 | 0.15654 | 3 | 0.32667 | 0.45715 | 0.26784 | 1.772 | 1639.14 | 961.7048 | 0.25647 | 0.5608 | 1658.8674 | 1040.0511 | 0.22088 | 0.29297 | 2843.8909 | 1064.7661 | 0.19065 | 1 | 1 | 0.10954 | 0.7353 | 6
3 | 247.768 | 2.5518 | 2.8061 | 0.10061 | 0.10441 | 0.27411 | 0.37245 | 4 | 0.33762 | 0.58345 | 0.20124 | 1.4473 | 1587.4226 | 1146.8467 | 0.20312 | 0.40076 | 1504.6479 | 1072.0549 | 0.28768 | 0.31979 | 1968.717 | 1170.6226 | 0.19991 | 2 | 1 | 0.092541 | 0.8899 | 6
1 | 235.7193 | 4.0729 | 2.8457 | 0.10553 | 0.23017 | 0.25426 | 0.2227 | 4 | 0.2976 | 0.20676 | 0.20937 | 1.3512 | 1668.517 | 969.0035 | 0.23179 | 0.31792 | 1767.3397 | 1025.4392 | 0.27378 | 0.30199 | 2816.4232 | 986.1021 | 0.1278 | 1 | 2 | 0.079108 | 0.74078 | 4
7 | 299.0947 | 2.58 | 3.3818 | 0.16652 | 0.32681 | 0.36766 | 0.36969 | 6 | 0.65584 | 0.51958 | 0.22209 | 1.4217 | 1786.1033 | 1093.9643 | 0.21381 | 0.44229 | 1245.0714 | 1036.625 | 0.25863 | 0.23279 | 2136.5898 | 1184.8622 | 0.19468 | 2 | 1 | 0.067752 | 0.65489 | 4
7 | 293.7691 | 2.5084 | 3.4369 | 0.3953 | 0.15503 | 0.2057 | 0.18645 | 7 | 0.26655 | 0.17525 | 0.20787 | 1.2428 | 1778.4337 | 822.337 | 0.22662 | 0.40011 | 1253.1325 | 1028.5955 | 0.15442 | 0.28914 | 2214.3379 | 847.1757 | 0.17063 | 1 | 2 | 0.083369 | 0.54225 | 2
2 | 184.3143 | 4.2351 | 3.4109 | 0.20333 | 0.34633 | 0.20103 | 0.17462 | 7 | 0.65316 | 0.197 | 0.21068 | 1.2772 | 1717.7081 | 1052.8631 | 0.22142 | 0.38536 | 1486.895 | 880.8691 | 0.28836 | 0.23001 | 2453.033 | 1121.9184 | 0.17153 | 1 | 2 | 0.11496 | 0.55663 | 4
4 | 106.7409 | 4.0831 | 2.6149 | 0.13102 | 0.18669 | 0.13118 | 0.23327 | 6 | 0.35451 | 0.514 | 0.20364 | 1.1723 | 1740.9093 | 731.2929 | 0.26931 | 0.33538 | 1358.1101 | 813.9457 | 0.20412 | 0.36676 | 1561.2189 | 930.3876 | 0.16793 | 2 | 1 | 0.083677 | 0.56353 | 2
2 | 277.1763 | 1.2311 | 2.574 | 0.29504 | 0.18922 | 0.38152 | 0.28352 | 4 | 0.43687 | 0.60279 | 0.16916 | 1.6168 | 1557.7216 | 996.7137 | 0.23763 | 0.34078 | 1436.6271 | 1132.6226 | 0.18299 | 0.33587 | 1743.6896 | 1016.9702 | 0.15964 | 2 | 1 | 0.074855 | 0.94794 | 2
8 | 136.9111 | 2.1945 | 3.3472 | 0.34444 | 0.13157 | 0.37406 | 0.16247 | 5 | 0.27748 | 0.50046 | 0.2187 | 1.2352 | 1646.8078 | 1183.4415 | 0.22303 | 0.43863 | 1348.4718 | 1087.0825 | 0.2446 | 0.31403 | 2415.3662 | 1052.7344 | 0.19104 | 2 | 2 | 0.0858 | 0.79627 | 2
3 | 292.7161 | 4.4503 | 2.8919 | 0.14738 | 0.27601 | 0.22525 | 0.1264 | 6 | 0.12609 | 0.62051 | 0.22995 | 1.2959 | 1732.4243 | 546.8048 | 0.27555 | 0.45612 | 1275.6014 | 1166.4413 | 0.26426 | 0.45108 | 1853.4121 | 884.0419 | 0.17075 | 2 | 1 | 0.10759 | 0.76748 | 6
3 | 284.4214 | 1.0558 | 3.4771 | 0.36296 | 0.17842 | 0.16444 | 0.30253 | 4 | 0.74861 | 0.79452 | 0.25849 | 0.75481 | 1722.5466 | 1047.5168 | 0.25077 | 0.48918 | 1521.4371 | 831.3305 | 0.25199 | 0.38008 | 2267.0299 | 1327.1513 | 0.16368 | 1 | 1 | 0.061411 | 0.65789 | 6
9 | 172.2778 | 4.042 | 3.3313 | 0.2474 | 0.35479 | 0.24265 | 0.33887 | 5 | 0.44183 | 0.81165 | 0.22446 | 1.14 | 1515.5974 | 718.9564 | 0.25363 | 0.43797 | 1545.5745 | 953.7661 | 0.27486 | 0.25678 | 2400.8917 | 964.0573 | 0.18615 | 1 | 1 | 0.10093 | 0.3878 | 2
12 | 97.2642 | 3.5952 | 2.8361 | 0.32066 | 0.37562 | 0.36067 | 0.29931 | 3 | 0.37427 | 0.56666 | 0.1908 | 1.2947 | 1707.9174 | 1299.8647 | 0.20061 | 0.44783 | 1287.784 | 857.7397 | 0.18134 | 0.22531 | 1808.2731 | 850.9768 | 0.20325 | 2 | 1 | 0.082225 | 0.4553 | 0
12 | 230.5585 | 3.5255 | 2.6966 | 0.23611 | 0.31179 | 0.21413 | 0.29264 | 6 | 0.47937 | 0.79584 | 0.21568 | 1.1103 | 1511.2658 | 1179.0847 | 0.2279 | 0.39256 | 1032.7773 | 1340.7169 | 0.15529 | 0.3348 | 1760.0092 | 843.7854 | 0.12344 | 1 | 2 | 0.068174 | 0.333 | 4
12 | 261.3566 | 1.8562 | 2.9003 | 0.23446 | 0.28208 | 0.30717 | 0.2492 | 7 | 0.41249 | 0.50209 | 0.22197 | 1.3317 | 1557.4021 | 1169.2475 | 0.20133 | 0.49701 | 1522.7179 | 1361.0825 | 0.25376 | 0.26614 | 1908.4381 | 935.1386 | 0.10034 | 2 | 2 | 0.075052 | 0.64172 | 6
6 | 290.4044 | 4.1471 | 2.8601 | 0.38156 | 0.28082 | 0.21903 | 0.34152 | 7 | 0.40134 | 0.53685 | 0.20711 | 1.7462 | 1646.9833 | 1128.0136 | 0.22471 | 0.42658 | 1377.0311 | 1445.3111 | 0.26096 | 0.39537 | 2393.6912 | 1133.8177 | 0.15467 | 1 | 2 | 0.051166 | 0.53247 | 6
2 | 206.8387 | 2.3698 | 3.3787 | 0.15095 | 0.26952 | 0.28086 | 0.12234 | 4 | 0.33306 | 0.41335 | 0.21974 | 1.5702 | 1531.9653 | 1085.1424 | 0.22063 | 0.51622 | 1326.7426 | 1079.2414 | 0.19717 | 0.32361 | 1125.6282 | 1333.7796 | 0.16488 | 2 | 2 | 0.053022 | 0.73116 | 0
3 | 230.6244 | 4.964 | 2.6995 | 0.31489 | 0.24025 | 0.19877 | 0.11136 | 7 | 0.4868 | 0.68426 | 0.17014 | 1.5468 | 1653.8434 | 1153.0558 | 0.23475 | 0.47218 | 1138.1078 | 1165.5286 | 0.23819 | 0.37005 | 2046.9601 | 1016.4368 | 0.22848 | 1 | 1 | 0.089791 | 0.30616 | 0
11 | 140.1156 | 1.7543 | 2.6912 | 0.2574 | 0.23846 | 0.13752 | 0.11163 | 6 | 0.49627 | 0.51298 | 0.25771 | 1.4382 | 1578.2967 | 1245.806 | 0.22462 | 0.44212 | 1255.6582 | 640.553 | 0.18161 | 0.31527 | 2298.0449 | 844.7452 | 0.13974 | 2 | 2 | 0.087023 | 0.60082 | 0
10 | 195.4305 | 3.313 | 3.1809 | 0.17422 | 0.32015 | 0.24765 | 0.14534 | 3 | 0.39579 | 0.45932 | 0.19409 | 1.3755 | 1678.7497 | 1002.8785 | 0.21157 | 0.31965 | 1136.7624 | 909.4362 | 0.24502 | 0.36139 | 1917.5659 | 919.062 | 0.15166 | 2 | 1 | 0.088284 | 0.76461 | 4
7 | 223.9007 | 1.4903 | 2.9417 | 0.3307 | 0.15227 | 0.20727 | 0.2731 | 3 | 0.66527 | 0.58262 | 0.18456 | 1.3662 | 1641.3117 | 872.9295 | 0.21464 | 0.4784 | 1432.3487 | 732.4404 | 0.22024 | 0.25448 | 1770.8935 | 886.9528 | 0.18467 | 2 | 1 | 0.084669 | 0.56083 | 0
1 | 164.6657 | 3.3633 | 2.519 | 0.23206 | 0.16411 | 0.30617 | 0.32525 | 7 | 0.61811 | 0.22396 | 0.20923 | 1.2734 | 1702.722 | 560.9283 | 0.26282 | 0.54596 | 1012.7734 | 1066.88 | 0.31248 | 0.3381 | 2502.8649 | 580.7878 | 0.14661 | 2 | 1 | 0.076501 | 0.55266 | 2
11 | 213.5441 | 3.7745 | 2.9451 | 0.17915 | 0.10914 | 0.34678 | 0.14133 | 7 | 0.32434 | 0.50801 | 0.22954 | 1.2132 | 1626.5167 | 941.1202 | 0.2109 | 0.3832 | 1242.6963 | 965.9205 | 0.21934 | 0.22319 | 2696.6248 | 950.7997 | 0.15285 | 2 | 2 | 0.072183 | 0.85666 | 2
7 | 124.8829 | 1.5342 | 3.3426 | 0.3956 | 0.35844 | 0.24545 | 0.36824 | 7 | 0.40511 | 0.668 | 0.20391 | 1.3953 | 1559.1663 | 1017.6215 | 0.22867 | 0.35006 | 1329.2908 | 1100.4233 | 0.19035 | 0.33781 | 2369.0021 | 1261.7381 | 0.14673 | 2 | 2 | 0.093886 | 0.72348 | 6
4 | 107.3956 | 3.1371 | 2.9128 | 0.31779 | 0.18247 | 0.14158 | 0.39056 | 3 | 0.59906 | 0.70186 | 0.22083 | 1.1641 | 1761.946 | 967.1453 | 0.26562 | 0.32055 | 1053.1061 | 934.2288 | 0.26505 | 0.31738 | 1963.8033 | 822.9911 | 0.1931 | 2 | 2 | 0.097811 | 0.63793 | 6
4 | 214.9359 | 3.4469 | 3.467 | 0.19373 | 0.15939 | 0.11024 | 0.32867 | 6 | 0.42452 | 0.65156 | 0.22573 | 0.93063 | 1715.1218 | 1038.1375 | 0.25762 | 0.35421 | 1745.6456 | 514.5656 | 0.23956 | 0.28688 | 2056.6403 | 1015.1486 | 0.19394 | 2 | 2 | 0.092959 | 0.59395 | 2
6 | 166.5448 | 1.5809 | 2.6924 | 0.31577 | 0.34589 | 0.35989 | 0.13898 | 7 | 0.29289 | 0.63441 | 0.16499 | 1.7924 | 1712.3247 | 761.1085 | 0.27481 | 0.55507 | 1525.5938 | 1468.5819 | 0.13649 | 0.30403 | 2476.1329 | 920.1141 | 0.12969 | 1 | 2 | 0.10355 | 0.75465 | 4
5 | 137.7064 | 4.6982 | 3.4637 | 0.28988 | 0.1446 | 0.2754 | 0.30402 | 4 | 0.31355 | 0.35551 | 0.17917 | 1.388 | 1682.7134 | 963.2955 | 0.20789 | 0.43892 | 1492.3573 | 1282.5931 | 0.2567 | 0.30057 | 1658.159 | 855.0507 | 0.15646 | 2 | 1 | 0.095603 | 0.64437 | 6
7 | 104.4247 | 3.5155 | 2.9778 | 0.34743 | 0.30534 | 0.28121 | 0.35263 | 5 | 0.60537 | 0.67897 | 0.18911 | 1.2714 | 1525.1612 | 1383.415 | 0.22151 | 0.45635 | 1434.7485 | 1055.7644 | 0.19414 | 0.23204 | 2250.8322 | 1124.9399 | 0.17252 | 1 | 2 | 0.077138 | 0.8082 | 2
12 | 188.7292 | 4.0205 | 3.3805 | 0.35479 | 0.3891 | 0.29056 | 0.33817 | 4 | 0.82174 | 0.69006 | 0.23589 | 0.89985 | 1624.4402 | 878.4084 | 0.32388 | 0.48519 | 1370.7584 | 945.9969 | 0.23715 | 0.28735 | 1896.4011 | 939.1035 | 0.18391 | 1 | 1 | 0.074368 | 0.81444 | 2
12 | 246.9406 | 4.1781 | 3.2624 | 0.31889 | 0.11017 | 0.11717 | 0.37654 | 3 | 0.68875 | 0.35192 | 0.29183 | 1.589 | 1532.9033 | 1068.0439 | 0.20954 | 0.44188 | 1518.2048 | 952.7909 | 0.21591 | 0.23311 | 2316.5254 | 1304.914 | 0.12251 | 1 | 2 | 0.065313 | 0.84767 | 2
5 | 145.7254 | 2.8708 | 3.3178 | 0.21469 | 0.26707 | 0.22074 | 0.38304 | 7 | 0.42674 | 0.58832 | 0.26501 | 1.2379 | 1541.0808 | 819.9653 | 0.22328 | 0.54467 | 1293.8463 | 1047.7556 | 0.17707 | 0.21783 | 2154.3125 | 1185.7692 | 0.15536 | 1 | 2 | 0.079933 | 0.78765 | 6
10 | 132.5412 | 1.1941 | 2.8787 | 0.12425 | 0.29825 | 0.19633 | 0.17045 | 6 | 0.55957 | 0.76073 | 0.20334 | 1.2951 | 1538.0159 | 912.0559 | 0.21298 | 0.41222 | 1076.2584 | 1350.4996 | 0.25027 | 0.38076 | 2384.6753 | 589.0088 | 0.15689 | 2 | 1 | 0.054129 | 0.522 | 6
5 | 101.4445 | 2.3474 | 3.134 | 0.15309 | 0.3234 | 0.16994 | 0.31371 | 6 | 0.70071 | 0.44801 | 0.18929 | 0.81523 | 1761.6653 | 721.4265 | 0.21692 | 0.45001 | 1162.6105 | 1072.935 | 0.26703 | 0.18097 | 2350.8585 | 1215.8455 | 0.1488 | 2 | 2 | 0.089123 | 0.61412 | 4
3 | 179.9475 | 1.0883 | 3.3062 | 0.39686 | 0.28279 | 0.10884 | 0.3748 | 5 | 0.67173 | 0.21731 | 0.27406 | 0.95758 | 1553.6011 | 882.5305 | 0.20472 | 0.34903 | 1509.5461 | 1163.617 | 0.16832 | 0.33232 | 1986.1874 | 1028.4607 | 0.16339 | 2 | 1 | 0.069427 | 0.88524 | 6
8 | 141.0112 | 3.3147 | 3.3037 | 0.17078 | 0.36302 | 0.36114 | 0.15701 | 4 | 0.6972 | 0.49056 | 0.19853 | 1.2236 | 1586.0802 | 965.361 | 0.20382 | 0.46135 | 1331.4049 | 1275.9568 | 0.19236 | 0.31622 | 2054.6827 | 714.8753 | 0.15764 | 1 | 1 | 0.084877 | 0.91985 | 2
10 | 181.7834 | 2.2472 | 2.4237 | 0.37777 | 0.37319 | 0.19272 | 0.23296 | 3 | 0.48095 | 0.60196 | 0.24213 | 1.0263 | 1638.3176 | 1088.9333 | 0.20855 | 0.40919 | 1575.2525 | 785.8613 | 0.24481 | 0.33192 | 1431.5076 | 1121.135 | 0.10601 | 2 | 2 | 0.07895 | 0.56621 | 4
8 | 251.005 | 2.8454 | 2.5152 | 0.13502 | 0.29436 | 0.15619 | 0.34195 | 5 | 0.60214 | 0.78517 | 0.2001 | 1.1966 | 1743.353 | 1260.4053 | 0.20204 | 0.47824 | 1302.053 | 1089.1811 | 0.25139 | 0.3849 | 1458.1121 | 1065.6053 | 0.1604 | 2 | 2 | 0.073354 | 0.55752 | 0
8 | 137.9582 | 3.0931 | 3.3477 | 0.38661 | 0.36456 | 0.1213 | 0.28999 | 5 | 0.33114 | 0.36006 | 0.18192 | 1.0569 | 1594.0611 | 728.046 | 0.26192 | 0.48227 | 1241.5729 | 1139.859 | 0.20149 | 0.36821 | 1976.2974 | 1308.8961 | 0.11071 | 1 | 1 | 0.081193 | 0.69037 | 6
3 | 219.92 | 4.6106 | 2.4673 | 0.10995 | 0.31113 | 0.22105 | 0.35797 | 6 | 0.30997 | 0.38118 | 0.17128 | 1.1725 | 1734.148 | 931.4978 | 0.21701 | 0.33095 | 1302.8688 | 1156.4208 | 0.19774 | 0.24526 | 1582.3641 | 1110.5699 | 0.15915 | 1 | 1 | 0.0937 | 0.52339 | 6
8 | 160.8293 | 1.449 | 2.4155 | 0.30751 | 0.10851 | 0.21176 | 0.37017 | 5 | 0.87359 | 0.39879 | 0.2183 | 1.5344 | 1658.8721 | 889.9057 | 0.2367 | 0.52507 | 1438.2243 | 722.923 | 0.20719 | 0.30513 | 2205.742 | 687.7927 | 0.15864 | 1 | 1 | 0.088919 | 0.61165 | 6
9 | 114.6722 | 3.8584 | 2.6129 | 0.18074 | 0.15642 | 0.39558 | 0.21088 | 5 | 0.21349 | 0.33484 | 0.20504 | 1.3725 | 1753.0268 | 1247.0813 | 0.23029 | 0.5378 | 1413.646 | 919.4316 | 0.22521 | 0.2887 | 1485.6261 | 572.3073 | 0.19263 | 1 | 2 | 0.075672 | 0.67361 | 2
5 | 264.4442 | 1.7159 | 2.4909 | 0.15984 | 0.23611 | 0.14023 | 0.28085 | 3 | 0.8622 | 0.4633 | 0.19665 | 1.3924 | 1776.4408 | 790.5875 | 0.26709 | 0.51511 | 1080.9108 | 1034.0437 | 0.19714 | 0.45422 | 2231.6992 | 802.7862 | 0.10367 | 2 | 2 | 0.087758 | 0.54533 | 4
2 | 105.041 | 2.129 | 3.1935 | 0.37206 | 0.11391 | 0.3463 | 0.12966 | 3 | 0.35744 | 0.26468 | 0.27511 | 0.80153 | 1602.8996 | 1110.0488 | 0.22295 | 0.36978 | 1414.6019 | 1051.4286 | 0.23674 | 0.43819 | 1734.1409 | 1088.8451 | 0.15684 | 2 | 2 | 0.078119 | 0.74755 | 2
11 | 223.367 | 3.9297 | 2.618 | 0.19037 | 0.14835 | 0.1866 | 0.33177 | 6 | 0.72085 | 0.30358 | 0.18861 | 1.3119 | 1658.9682 | 1376.5145 | 0.22349 | 0.39762 | 1336.061 | 1224.2412 | 0.28225 | 0.30219 | 2151.3569 | 1284.7602 | 0.11743 | 1 | 2 | 0.083444 | 0.573 | 2
5 | 259.0228 | 1.6769 | 3.2929 | 0.18142 | 0.31029 | 0.2444 | 0.35603 | 3 | 0.41707 | 0.72214 | 0.2238 | 1.3009 | 1755.4177 | 717.3664 | 0.2435 | 0.42114 | 1158.2805 | 641.6399 | 0.28142 | 0.37332 | 2131.4748 | 940.1174 | 0.20913 | 2 | 2 | 0.070136 | 0.81177 | 2
1 | 92.9371 | 3.8133 | 2.9752 | 0.24599 | 0.28419 | 0.1847 | 0.36381 | 7 | 0.4085 | 0.43903 | 0.2347 | 1.6787 | 1527.188 | 1046.7444 | 0.22356 | 0.41632 | 1549.3307 | 583.5348 | 0.20176 | 0.40332 | 1914.3053 | 1249.5849 | 0.18795 | 2 | 1 | 0.09805 | 0.79022 | 0
1 | 146.6451 | 1.8981 | 3.2312 | 0.26956 | 0.25402 | 0.10168 | 0.37525 | 6 | 0.40673 | 0.71982 | 0.21954 | 1.5928 | 1519.6135 | 1025.1857 | 0.23943 | 0.34705 | 1215.3357 | 832.3961 | 0.19113 | 0.30614 | 2650.6615 | 1372.583 | 0.17049 | 2 | 2 | 0.097073 | 0.76696 | 2
6 | 295.1458 | 3.2428 | 3.0106 | 0.11075 | 0.32153 | 0.31264 | 0.19692 | 7 | 0.61258 | 0.43261 | 0.19869 | 1.4421 | 1798.1662 | 699.4291 | 0.21273 | 0.39045 | 1445.1043 | 940.941 | 0.28152 | 0.24797 | 1062.8581 | 858.3912 | 0.14133 | 1 | 1 | 0.083828 | 0.59172 | 6
9 | 236.0409 | 4.996 | 2.413 | 0.12307 | 0.19281 | 0.13571 | 0.14279 | 3 | 0.59111 | 0.66713 | 0.20613 | 1.0834 | 1686.4073 | 1187.474 | 0.20343 | 0.41116 | 1244.6699 | 797.7885 | 0.23317 | 0.35441 | 2262.7565 | 1090.001 | 0.1094 | 1 | 2 | 0.071812 | 0.57669 | 2
8 | 154.2125 | 2.0842 | 2.7384 | 0.39871 | 0.20551 | 0.13427 | 0.1807 | 5 | 0.61651 | 0.77324 | 0.19428 | 1.3855 | 1732.4479 | 1107.1927 | 0.21402 | 0.56724 | 1618.1418 | 810.6439 | 0.21254 | 0.35203 | 2072.6865 | 1061.6498 | 0.15354 | 1 | 1 | 0.063804 | 0.405 | 6
4 | 211.6396 | 4.8763 | 2.5378 | 0.27647 | 0.30856 | 0.3764 | 0.33721 | 3 | 0.26519 | 0.20297 | 0.19527 | 1.0033 | 1600.0274 | 1160.6499 | 0.27942 | 0.42197 | 1683.4604 | 703.6488 | 0.21204 | 0.36598 | 1710.4601 | 1147.0447 | 0.13157 | 1 | 1 | 0.091662 | 0.66295 | 6
5 | 147.3698 | 3.936 | 3.0938 | 0.34688 | 0.11274 | 0.24631 | 0.26034 | 7 | 0.60437 | 0.61586 | 0.21057 | 1.1803 | 1645.8954 | 1022.4086 | 0.25734 | 0.38943 | 1458.1284 | 938.3094 | 0.28549 | 0.34895 | 1683.8059 | 972.2103 | 0.20362 | 1 | 2 | 0.047865 | 0.51455 | 4
10 | 102.3818 | 4.1036 | 3.073 | 0.2056 | 0.23526 | 0.14252 | 0.31645 | 7 | 0.22858 | 0.85937 | 0.25486 | 0.90386 | 1616.7342 | 1255.0819 | 0.20096 | 0.3229 | 1380.9436 | 1403.6842 | 0.1849 | 0.26256 | 2027.1518 | 768.5551 | 0.16882 | 1 | 2 | 0.065861 | 0.82427 | 4
6 | 132.9964 | 2.4012 | 3.1569 | 0.32576 | 0.21587 | 0.36565 | 0.19065 | 7 | 0.72547 | 0.42971 | 0.22532 | 1.0614 | 1748.4574 | 1020.5765 | 0.22423 | 0.31336 | 1497.1022 | 1135.4374 | 0.20004 | 0.3472 | 2240.352 | 619.7488 | 0.14476 | 1 | 1 | 0.067962 | 0.59941 | 2
1 | 171.9912 | 2.6214 | 2.478 | 0.28008 | 0.31536 | 0.20882 | 0.12509 | 4 | 0.60282 | 0.47139 | 0.18243 | 1.0874 | 1614.7893 | 1055.097 | 0.20567 | 0.31498 | 1339.2676 | 1134.0793 | 0.24419 | 0.32431 | 1458.6817 | 829.6277 | 0.13096 | 1 | 2 | 0.076877 | 0.46691 | 6
8 | 283.8818 | 4.4935 | 3.4212 | 0.35531 | 0.23743 | 0.17919 | 0.37693 | 4 | 0.46557 | 0.74734 | 0.23727 | 1.0946 | 1774.7584 | 972.6999 | 0.21142 | 0.34647 | 1720.0747 | 1173.1467 | 0.22939 | 0.29587 | 2798.4498 | 892.9966 | 0.14687 | 2 | 1 | 0.062267 | 0.83705 | 2
7 | 136.2201 | 1.3999 | 3.1182 | 0.37569 | 0.21342 | 0.20448 | 0.15244 | 3 | 0.58794 | 0.48766 | 0.25361 | 1.3289 | 1616.073 | 859.3614 | 0.25063 | 0.46292 | 1269.0474 | 1182.1989 | 0.27647 | 0.39235 | 1981.9489 | 1115.7224 | 0.19547 | 1 | 2 | 0.075604 | 0.68805 | 2
3 | 102.894 | 2.7144 | 3.2831 | 0.24859 | 0.29324 | 0.18355 | 0.308 | 7 | 0.78919 | 0.21046 | 0.21959 | 0.91642 | 1674.4825 | 1455.4178 | 0.2189 | 0.32517 | 1740.1153 | 1084.4158 | 0.22721 | 0.26882 | 2157.0556 | 1012.6443 | 0.15248 | 1 | 2 | 0.065673 | 0.50626 | 4
12 | 167.2001 | 4.227 | 3.0166 | 0.32943 | 0.11079 | 0.32785 | 0.26862 | 7 | 0.64269 | 0.40216 | 0.23892 | 0.89801 | 1590.378 | 885.4998 | 0.26019 | 0.52868 | 1386.1629 | 754.783 | 0.2428 | 0.40168 | 1879.139 | 997.8415 | 0.13122 | 2 | 1 | 0.09281 | 0.57443 | 6
3 | 270.8168 | 3.1405 | 2.8124 | 0.33694 | 0.20783 | 0.3157 | 0.38473 | 4 | 0.71879 | 0.49165 | 0.26529 | 1.0474 | 1577.8832 | 867.1072 | 0.20946 | 0.41523 | 1426.0753 | 1023.1204 | 0.22174 | 0.32821 | 1111.0074 | 1264.0418 | 0.13457 | 1 | 1 | 0.077169 | 0.67548 | 2
9 | 297.6081 | 1.6039 | 3.3374 | 0.28191 | 0.23763 | 0.22915 | 0.22428 | 6 | 0.41958 | 0.45392 | 0.18664 | 1.4363 | 1761.3872 | 1304.9742 | 0.23269 | 0.39478 | 1576.9864 | 888.4695 | 0.26745 | 0.31542 | 2424.986 | 1069.7739 | 0.16912 | 2 | 2 | 0.091901 | 0.9114 | 0
11 | 135.2784 | 1.6555 | 3.4731 | 0.30766 | 0.33384 | 0.3342 | 0.35826 | 3 | 0.40774 | 0.42045 | 0.23696 | 1.4168 | 1652.5694 | 919.5427 | 0.2028 | 0.43634 | 1224.0135 | 1119.6485 | 0.20923 | 0.29901 | 1149.6564 | 1080.8684 | 0.18645 | 2 | 2 | 0.088521 | 0.78898 | 6
1 | 245.7315 | 2.2864 | 2.4943 | 0.20272 | 0.19892 | 0.24751 | 0.1345 | 4 | 0.50546 | 0.54016 | 0.23187 | 1.2287 | 1675.978 | 1223.6872 | 0.2391 | 0.4253 | 1675.4006 | 857.1479 | 0.22075 | 0.34068 | 1687.6113 | 1049.6745 | 0.17944 | 1 | 2 | 0.099746 | 0.72585 | 6
7 | 296.432 | 2.406 | 3.1408 | 0.12488 | 0.38826 | 0.11451 | 0.20341 | 6 | 0.50991 | 0.24769 | 0.18565 | 1.5105 | 1678.5671 | 919.1026 | 0.24698 | 0.33126 | 1360.8902 | 788.317 | 0.16312 | 0.27244 | 2091.0969 | 1358.7807 | 0.15806 | 2 | 1 | 0.10381 | 0.4782 | 4
9 | 294.4062 | 2.6691 | 2.8886 | 0.28778 | 0.21241 | 0.36012 | 0.18782 | 7 | 0.54629 | 0.4383 | 0.25632 | 1.0372 | 1754.0291 | 970.1611 | 0.30298 | 0.52476 | 1085.9568 | 879.6167 | 0.23901 | 0.28968 | 1826.5867 | 1057.5096 | 0.19628 | 1 | 1 | 0.074663 | 0.56119 | 2
11 | 109.7238 | 2.5744 | 3.0912 | 0.34602 | 0.10435 | 0.1702 | 0.19909 | 5 | 0.39851 | 0.87704 | 0.21217 | 1.6422 | 1650.1727 | 995.7886 | 0.21757 | 0.56576 | 1471.5312 | 851.3099 | 0.2035 | 0.33162 | 1774.2292 | 1152.8876 | 0.1371 | 2 | 1 | 0.083743 | 0.58567 | 4
2 | 105.683 | 3.1112 | 3.0543 | 0.22655 | 0.23507 | 0.16541 | 0.17233 | 7 | 0.36847 | 0.442 | 0.2641 | 0.77834 | 1714.469 | 1012.0877 | 0.21148 | 0.35717 | 1304.3804 | 1032.9196 | 0.22498 | 0.35679 | 1854.4521 | 898.6455 | 0.16396 | 1 | 2 | 0.070816 | 0.67208 | 0
7 | 187.8803 | 4.7402 | 2.5688 | 0.12688 | 0.29049 | 0.10058 | 0.26928 | 7 | 0.61474 | 0.49819 | 0.26909 | 0.96174 | 1770.2422 | 999.9153 | 0.24523 | 0.47722 | 1478.9047 | 1078.1369 | 0.20879 | 0.30363 | 2395.3734 | 1207.8626 | 0.14615 | 2 | 1 | 0.1024 | 0.78555 | 6
1 | 235.3052 | 1.091 | 3.2116 | 0.12881 | 0.13243 | 0.30318 | 0.29728 | 4 | 0.64164 | 0.52462 | 0.22903 | 1.3501 | 1766.8629 | 727.3922 | 0.25924 | 0.47276 | 1540.3189 | 1047.0919 | 0.24518 | 0.29487 | 1891.3185 | 629.7445 | 0.15821 | 2 | 2 | 0.068059 | 0.58016 | 2
1 | 116.5579 | 3.2368 | 2.8109 | 0.13555 | 0.1716 | 0.21366 | 0.38711 | 3 | 0.65496 | 0.70882 | 0.24412 | 1.544 | 1768.5099 | 1035.1072 | 0.243 | 0.53804 | 1715.2009 | 1316.6631 | 0.1486 | 0.26722 | 1313.5379 | 1218.7792 | 0.15143 | 1 | 1 | 0.097644 | 0.49733 | 2
3 | 96.8842 | 3.0611 | 2.7653 | 0.23403 | 0.35421 | 0.34026 | 0.15343 | 6 | 0.62293 | 0.51495 | 0.29861 | 1.6526 | 1707.5203 | 1041.4717 | 0.22742 | 0.39327 | 1077.6002 | 1149.952 | 0.27753 | 0.27652 | 1616.7504 | 1226.2737 | 0.1065 | 1 | 2 | 0.062347 | 0.5771 | 4
8 | 131.9647 | 2.5956 | 2.43 | 0.34875 | 0.21928 | 0.14188 | 0.37602 | 3 | 0.19059 | 0.80781 | 0.20101 | 1.6732 | 1790.3283 | 942.7072 | 0.23216 | 0.4283 | 1516.2553 | 699.0231 | 0.23757 | 0.32684 | 1825.5962 | 992.955 | 0.15135 | 2 | 1 | 0.090346 | 0.61551 | 2
2 | 271.0328 | 1.0326 | 3.0671 | 0.168 | 0.16691 | 0.11521 | 0.37851 | 5 | 0.38979 | 0.80579 | 0.24526 | 1.2927 | 1699.4406 | 1015.6362 | 0.21438 | 0.5208 | 1399.9279 | 1069.1497 | 0.26922 | 0.36611 | 1901.8824 | 1111.9444 | 0.13485 | 2 | 1 | 0.096435 | 0.525 | 0
6 | 129.6392 | 4.9074 | 2.7744 | 0.31312 | 0.2849 | 0.26145 | 0.39916 | 3 | 0.58399 | 0.60069 | 0.21272 | 0.94619 | 1653.2542 | 954.953 | 0.22796 | 0.37359 | 1749.9234 | 826.5258 | 0.24885 | 0.30762 | 1692.3085 | 1154.5811 | 0.21267 | 1 | 2 | 0.088697 | 0.55164 | 4
2 | 160.2 | 4.6422 | 2.6819 | 0.28684 | 0.29544 | 0.19536 | 0.25363 | 7 | 0.52627 | 0.34595 | 0.24431 | 1.4674 | 1729.8127 | 600.3453 | 0.20169 | 0.45224 | 1111.9707 | 1008.8867 | 0.18661 | 0.28943 | 2610.0657 | 698.8073 | 0.176 | 1 | 1 | 0.061006 | 0.50171 | 2
9 | 174.1949 | 3.9651 | 3.3458 | 0.31852 | 0.36208 | 0.31823 | 0.25665 | 5 | 0.60643 | 0.13119 | 0.24851 | 1.4494 | 1733.0376 | 1054.1374 | 0.22191 | 0.41604 | 1610.1528 | 873.7558 | 0.15218 | 0.35107 | 2728.7536 | 816.8345 | 0.10925 | 2 | 1 | 0.072796 | 0.33532 | 6
4 | 234.3932 | 2.6989 | 3.214 | 0.1653 | 0.29863 | 0.37092 | 0.36632 | 6 | 0.79341 | 0.77053 | 0.15839 | 1.4499 | 1599.8312 | 1105.3363 | 0.25913 | 0.41803 | 1247.0932 | 972.9498 | 0.21769 | 0.3187 | 2450.3426 | 995.7919 | 0.14791 | 2 | 1 | 0.086241 | 0.46486 | 2
5 | 179.5382 | 1.1492 | 2.8145 | 0.19991 | 0.25195 | 0.12258 | 0.31577 | 3 | 0.45195 | 0.50587 | 0.23375 | 1.3827 | 1535.4511 | 1147.4233 | 0.25113 | 0.37004 | 1271.827 | 1015.1 | 0.20993 | 0.31055 | 2195.9775 | 1217.227 | 0.17328 | 2 | 2 | 0.061914 | 0.5742 | 6
4 | 215.9284 | 4.4672 | 2.9168 | 0.28367 | 0.13934 | 0.22856 | 0.14455 | 4 | 0.70969 | 0.37469 | 0.21876 | 1.4514 | 1665.2725 | 976.3857 | 0.23638 | 0.47572 | 1156.2035 | 687.2559 | 0.1199 | 0.31246 | 1243.5239 | 1375.4983 | 0.15991 | 2 | 2 | 0.071888 | 0.57546 | 4
6 | 134.3718 | 4.2934 | 2.5383 | 0.22604 | 0.14338 | 0.31888 | 0.32743 | 4 | 0.21534 | 0.36252 | 0.23345 | 0.73926 | 1566.8711 | 890.7458 | 0.21223 | 0.4769 | 1357.5126 | 823.8537 | 0.17738 | 0.26225 | 1786.9202 | 1291.0799 | 0.12437 | 2 | 1 | 0.086161 | 0.37355 | 6
5 | 168.5693 | 3.1204 | 3.0762 | 0.2376 | 0.12903 | 0.13651 | 0.35049 | 7 | 0.66304 | 0.64225 | 0.20194 | 1.4748 | 1601.3916 | 869.9208 | 0.31689 | 0.52433 | 1611.8261 | 975.6403 | 0.25735 | 0.35821 | 1360.0676 | 1161.2549 | 0.17842 | 2 | 1 | 0.078045 | 0.68674 | 4
4 | 172.6498 | 1.8866 | 3.0854 | 0.17715 | 0.36741 | 0.12557 | 0.30755 | 7 | 0.41782 | 0.47308 | 0.25704 | 0.85071 | 1501.6752 | 1230.3745 | 0.2267 | 0.36265 | 1043.1112 | 939.9588 | 0.19894 | 0.25579 | 2982.0846 | 946.7877 | 0.10691 | 2 | 2 | 0.081686 | 0.61117 | 0
10 | 198.3656 | 4.7946 | 2.9919 | 0.37706 | 0.30965 | 0.33577 | 0.18202 | 5 | 0.64534 | 0.64057 | 0.17268 | 1.6339 | 1507.8354 | 1063.2472 | 0.23538 | 0.3892 | 1612.6141 | 1120.9548 | 0.24986 | 0.36082 | 2275.5818 | 812.9834 | 0.080573 | 2 | 1 | 0.067238 | 0.62118 | 2
6 | 265.4691 | 1.5553 | 3.4443 | 0.33004 | 0.26602 | 0.3322 | 0.36077 | 6 | 0.20507 | 0.38423 | 0.23484 | 0.98549 | 1560.1897 | 654.2399 | 0.2548 | 0.42028 | 1354.132 | 1189.5538 | 0.18195 | 0.31577 | 1952.4878 | 902.4783 | 0.19377 | 1 | 2 | 0.072306 | 0.58927 | 0
7 | 109.5233 | 3.5759 | 2.954 | 0.19652 | 0.28637 | 0.2646 | 0.20313 | 5 | 0.54459 | 0.65189 | 0.22035 | 1.4096 | 1736.224 | 941.764 | 0.21168 | 0.54688 | 1757.55 | 1195.9229 | 0.21878 | 0.34042 | 1951.9551 | 776.1899 | 0.1132 | 1 | 1 | 0.098707 | 0.54076 | 6
4 | 135.7465 | 2.6542 | 3.2217 | 0.24232 | 0.16539 | 0.32205 | 0.36104 | 5 | 0.52588 | 0.49217 | 0.22108 | 0.9871 | 1688.4524 | 1225.4905 | 0.25514 | 0.48285 | 1728.8463 | 1151.5804 | 0.28105 | 0.3031 | 2407.9701 | 1021.5098 | 0.14269 | 2 | 2 | 0.092263 | 0.82824 | 6
6 | 254.613 | 1.0693 | 3.2273 | 0.33389 | 0.36117 | 0.25319 | 0.39774 | 3 | 0.66003 | 0.27426 | 0.26871 | 0.85736 | 1527.8327 | 943.8531 | 0.206 | 0.35458 | 1768.6331 | 1204.6317 | 0.20952 | 0.23753 | 1699.8549 | 926.1943 | 0.17919 | 1 | 1 | 0.075444 | 0.37856 | 4
9 | 275.7227 | 3.2708 | 3.4988 | 0.14765 | 0.27287 | 0.29841 | 0.23258 | 4 | 0.43894 | 0.69194 | 0.25289 | 1.1942 | 1563.8634 | 1202.6527 | 0.23868 | 0.53041 | 1226.0817 | 1187.6627 | 0.32735 | 0.29531 | 1703.9331 | 1381.4755 | 0.11272 | 1 | 2 | 0.073331 | 0.52778 | 2
10 | 278.1462 | 2.189 | 2.9463 | 0.27187 | 0.256 | 0.25391 | 0.38823 | 6 | 0.51753 | 0.53819 | 0.16436 | 1.2273 | 1655.0023 | 1191.723 | 0.28521 | 0.36893 | 1544.7483 | 1207.2294 | 0.22537 | 0.23423 | 2463.7565 | 1175.8964 | 0.1531 | 2 | 1 | 0.10119 | 0.50308 | 0
9 | 288.6338 | 4.7745 | 2.8484 | 0.1809 | 0.13829 | 0.11844 | 0.36477 | 7 | 0.79723 | 0.72566 | 0.2384 | 0.9286 | 1676.3486 | 955.8266 | 0.22085 | 0.39406 | 1277.6057 | 841.9953 | 0.22428 | 0.39041 | 1663.4274 | 1079.8151 | 0.14344 | 2 | 1 | 0.090052 | 0.5368 | 6
3 | 261.9983 | 4.089 | 2.5241 | 0.13032 | 0.37452 | 0.31701 | 0.23411 | 7 | 0.27852 | 0.31933 | 0.25671 | 1.1217 | 1503.0612 | 987.6928 | 0.20046 | 0.46111 | 1450.3591 | 1207.7204 | 0.26964 | 0.41461 | 1788.854 | 593.5985 | 0.17751 | 1 | 2 | 0.097493 | 0.7362 | 0
10 | 276.7884 | 1.0599 | 2.4677 | 0.25004 | 0.13005 | 0.31057 | 0.37564 | 6 | 0.43087 | 0.76627 | 0.17208 | 1.401 | 1591.8666 | 1286.5055 | 0.23364 | 0.33399 | 1203.981 | 631.2011 | 0.25317 | 0.25608 | 1904.1971 | 955.4076 | 0.18596 | 1 | 2 | 0.09249 | 0.46375 | 2
2 | 122.9829 | 1.627 | 2.7898 | 0.30506 | 0.1577 | 0.32366 | 0.12009 | 7 | 0.29894 | 0.5859 | 0.27961 | 1.1793 | 1582.6951 | 1258.8281 | 0.23674 | 0.51014 | 1393.5175 | 673.0752 | 0.29054 | 0.29163 | 1643.4027 | 1136.7694 | 0.15744 | 2 | 1 | 0.084821 | 0.59905 | 4
6 | 293.381 | 3.3819 | 3.1002 | 0.26255 | 0.289 | 0.34139 | 0.32456 | 4 | 0.54774 | 0.26583 | 0.25559 | 1.1945 | 1739.8741 | 957.404 | 0.20005 | 0.52332 | 1421.4319 | 1031.2847 | 0.23149 | 0.32711 | 1644.5193 | 993.4593 | 0.10547 | 2 | 1 | 0.0521 | 0.57123 | 0
1 | 177.9075 | 3.3987 | 3.0017 | 0.25042 | 0.13312 | 0.36663 | 0.22311 | 5 | 0.52369 | 0.32214 | 0.19484 | 0.91218 | 1680.0963 | 1080.1359 | 0.23274 | 0.54336 | 1365.7523 | 1004.2044 | 0.25949 | 0.26802 | 2081.781 | 1136.4984 | 0.1344 | 1 | 1 | 0.12435 | 0.7437 | 2
12 | 125.8418 | 4.1671 | 2.493 | 0.19423 | 0.16067 | 0.11309 | 0.14655 | 5 | 0.41567 | 0.48096 | 0.21039 | 1.6822 | 1646.2508 | 824.6931 | 0.20815 | 0.40549 | 1633.8918 | 939.3764 | 0.26023 | 0.36288 | 1019.7474 | 1146.3888 | 0.12082 | 1 | 1 | 0.058836 | 0.45496 | 0
9 | 124.4262 | 1.9786 | 3.4487 | 0.23557 | 0.11907 | 0.10551 | 0.19477 | 5 | 0.39516 | 0.53116 | 0.26483 | 1.3428 | 1623.1525 | 511.0979 | 0.20523 | 0.42495 | 1466.3928 | 907.9364 | 0.2565 | 0.29742 | 1651.594 | 1099.4565 | 0.16605 | 2 | 1 | 0.090024 | 0.80748 | 2
9 | 206.3124 | 3.1751 | 2.4173 | 0.3523 | 0.34993 | 0.12299 | 0.3179 | 5 | 0.53933 | 0.66 | 0.25205 | 1.4658 | 1658.2118 | 1031.5837 | 0.20546 | 0.49561 | 1394.7231 | 952.6602 | 0.24001 | 0.38642 | 2092.2618 | 778.5984 | 0.15939 | 2 | 1 | 0.072963 | 0.66697 | 4
3 | 132.757 | 3.2926 | 3.1128 | 0.3637 | 0.3408 | 0.31665 | 0.21855 | 7 | 0.66225 | 0.38903 | 0.20697 | 1.3529 | 1532.6094 | 1154.4656 | 0.24723 | 0.48684 | 1273.3794 | 860.3251 | 0.26885 | 0.24914 | 2241.1065 | 1125.8875 | 0.14522 | 1 | 2 | 0.055103 | 0.4136 | 6
4 | 153.277 | 2.3843 | 3.4305 | 0.16288 | 0.33255 | 0.34196 | 0.14309 | 7 | 0.45079 | 0.51821 | 0.25817 | 1.5179 | 1651.4023 | 1189.5926 | 0.24965 | 0.49132 | 1375.3266 | 1083.3568 | 0.19918 | 0.3362 | 2016.774 | 1029.635 | 0.13592 | 2 | 1 | 0.067898 | 0.76097 | 2
2 | 248.819 | 4.5978 | 2.9721 | 0.2902 | 0.24492 | 0.14982 | 0.14402 | 3 | 0.60026 | 0.36919 | 0.23459 | 1.573 | 1540.8848 | 771.7283 | 0.20216 | 0.44587 | 1069.6858 | 805.276 | 0.22449 | 0.32136 | 1501.4667 | 1009.9228 | 0.15366 | 2 | 1 | 0.083457 | 0.63394 | 0
11 | 292.0503 | 1.7877 | 3.2499 | 0.17027 | 0.30956 | 0.34443 | 0.30931 | 4 | 0.7407 | 0.67581 | 0.17788 | 1.1357 | 1617.5253 | 973.5416 | 0.20166 | 0.49739 | 1240.5865 | 925.9024 | 0.20882 | 0.35141 | 1893.4177 | 1156.572 | 0.16066 | 1 | 2 | 0.065193 | 0.65827 | 4
2 | 224.6705 | 3.424 | 3.0075 | 0.285 | 0.18139 | 0.10586 | 0.13946 | 5 | 0.27478 | 0.70571 | 0.2502 | 1.3961 | 1592.3444 | 1087.932 | 0.20939 | 0.51132 | 1261.9454 | 1202.2813 | 0.22833 | 0.36713 | 2149.3693 | 866.5028 | 0.14632 | 2 | 2 | 0.092637 | 0.71642 | 2
8 | 137.5666 | 1.544 | 2.6739 | 0.36624 | 0.31134 | 0.22697 | 0.30709 | 3 | 0.2767 | 0.54547 | 0.15698 | 1.1516 | 1585.6867 | 953.0857 | 0.2257 | 0.44004 | 1047.8882 | 1245.4383 | 0.28513 | 0.41146 | 2433.5891 | 1056.6286 | 0.1445 | 2 | 1 | 0.096124 | 0.48797 | 6
12 | 119.6628 | 3.9584 | 2.8012 | 0.24338 | 0.3555 | 0.20275 | 0.24 | 4 | 0.57555 | 0.83313 | 0.27719 | 1.1277 | 1597.997 | 840.405 | 0.2262 | 0.4325 | 1286.139 | 1435.1548 | 0.23267 | 0.27222 | 2101.7573 | 788.204 | 0.1158 | 1 | 2 | 0.070179 | 0.4315 | 4
8 | 98.1614 | 2.0451 | 2.8519 | 0.22432 | 0.29607 | 0.21715 | 0.21928 | 5 | 0.28348 | 0.46177 | 0.19544 | 1.0896 | 1785.8225 | 1078.1028 | 0.24891 | 0.42609 | 1405.4118 | 921.0957 | 0.2133 | 0.3501 | 2050.4402 | 1037.6518 | 0.15853 | 2 | 2 | 0.079644 | 0.60436 | 0
5 | 164.9459 | 3.45 | 3.2486 | 0.37936 | 0.22379 | 0.12741 | 0.15361 | 6 | 0.60346 | 0.72103 | 0.24036 | 1.4953 | 1660.8722 | 983.3463 | 0.22053 | 0.48025 | 1197.9719 | 694.0447 | 0.31448 | 0.27557 | 1938.254 | 1030.7451 | 0.13924 | 2 | 2 | 0.057616 | 0.96666 | 6
6 | 132.0764 | 1.1596 | 2.6348 | 0.10398 | 0.24359 | 0.23809 | 0.24477 | 6 | 0.26031 | 0.1861 | 0.23792 | 1.2787 | 1760.5266 | 1215.8209 | 0.21842 | 0.48897 | 1758.9287 | 680.7319 | 0.12531 | 0.25791 | 2168.7821 | 780.9942 | 0.11956 | 2 | 1 | 0.081468 | 0.81506 | 2
8 | 96.6215 | 1.4152 | 2.709 | 0.29937 | 0.10753 | 0.2242 | 0.21221 | 3 | 0.49188 | 0.41935 | 0.23725 | 1.2105 | 1606.8263 | 896.7393 | 0.24133 | 0.50265 | 1315.3503 | 929.2884 | 0.19283 | 0.30636 | 2335.4231 | 1060.8079 | 0.21392 | 2 | 1 | 0.097237 | 0.4699 | 0
9 | 234.1677 | 1.8046 | 3.4003 | 0.28842 | 0.12266 | 0.30855 | 0.14798 | 5 | 0.45327 | 0.44592 | 0.1871 | 1.2064 | 1628.6804 | 1035.6652 | 0.20881 | 0.53668 | 1382.6909 | 824.9454 | 0.17829 | 0.34933 | 1636.1225 | 1122.2443 | 0.18454 | 2 | 1 | 0.057088 | 0.54846 | 4
10 | 192.6223 | 3.2645 | 3.1364 | 0.19142 | 0.13635 | 0.21628 | 0.2574 | 5 | 0.73323 | 0.27034 | 0.28872 | 1.4855 | 1724.1538 | 958.6171 | 0.20898 | 0.43061 | 1546.7901 | 1238.3191 | 0.22927 | 0.37747 | 2060.7123 | 1331.5123 | 0.18149 | 1 | 2 | 0.089949 | 0.53834 | 4
5 | 269.8382 | 3.2157 | 3.2458 | 0.18529 | 0.30694 | 0.29801 | 0.12092 | 4 | 0.51254 | 0.30162 | 0.24369 | 1.4035 | 1621.6868 | 1137.6597 | 0.21325 | 0.55932 | 1512.4621 | 1053.0278 | 0.26256 | 0.22491 | 1772.1044 | 1186.3092 | 0.10501 | 2 | 2 | 0.10019 | 0.84251 | 6
2 | 103.3873 | 3.0173 | 2.5657 | 0.15343 | 0.3299 | 0.25241 | 0.35328 | 6 | 0.59598 | 0.2968 | 0.19958 | 1.3198 | 1657.6228 | 1019.6655 | 0.29711 | 0.45153 | 1283.307 | 856.0681 | 0.20773 | 0.32621 | 2313.7696 | 970.2239 | 0.152 | 2 | 1 | 0.098136 | 0.51844 | 6
4 | 162.44 | 1.5971 | 2.9834 | 0.27737 | 0.16141 | 0.11154 | 0.26251 | 7 | 0.34925 | 0.7771 | 0.19029 | 1.1466 | 1552.2924 | 634.2027 | 0.20398 | 0.40477 | 1424.7876 | 571.4968 | 0.20118 | 0.28358 | 2440.6267 | 951.7865 | 0.16853 | 2 | 2 | 0.081359 | 0.48675 | 0
11 | 175.1575 | 2.3243 | 2.668 | 0.37637 | 0.11761 | 0.23196 | 0.16654 | 5 | 0.51631 | 0.63282 | 0.22465 | 0.99665 | 1598.3728 | 921.6551 | 0.25796 | 0.35538 | 1774.4905 | 1082.2828 | 0.19295 | 0.36074 | 2093.3047 | 917.9878 | 0.16863 | 2 | 1 | 0.090273 | 0.49042 | 2
10 | 157.2487 | 1.1294 | 2.8065 | 0.34033 | 0.27366 | 0.38668 | 0.30001 | 7 | 0.51307 | 0.6803 | 0.27369 | 0.8882 | 1625.216 | 1117.4297 | 0.22115 | 0.44073 | 1217.9362 | 1127.9348 | 0.30688 | 0.29364 | 1802.5173 | 1040.4263 | 0.18404 | 2 | 2 | 0.057844 | 0.62727 | 0
7 | 207.0693 | 1.2277 | 3.4311 | 0.19618 | 0.28335 | 0.29211 | 0.1067 | 7 | 0.52781 | 0.60355 | 0.25972 | 0.99314 | 1668.8732 | 1075.0203 | 0.21335 | 0.3396 | 1170.7558 | 907.2011 | 0.28302 | 0.20096 | 1915.8687 | 762.5952 | 0.16288 | 1 | 1 | 0.069749 | 0.55477 | 2
6 | 183.7557 | 1.1017 | 3.0652 | 0.17795 | 0.37427 | 0.35004 | 0.25142 | 4 | 0.29638 | 0.60992 | 0.24277 | 1.4551 | 1542.7903 | 970.4545 | 0.24793 | 0.45271 | 1690.7644 | 1054.2023 | 0.30783 | 0.41813 | 1997.0032 | 1190.1853 | 0.15896 | 2 | 1 | 0.089629 | 0.66744 | 0
1 | 252.4954 | 3.3222 | 2.5894 | 0.1797 | 0.13382 | 0.33841 | 0.21397 | 7 | 0.71748 | 0.81396 | 0.26379 | 0.80703 | 1586.8262 | 694.4856 | 0.21056 | 0.55878 | 1238.975 | 1496.2778 | 0.256 | 0.38944 | 1639.5228 | 1397.9424 | 0.14421 | 2 | 1 | 0.084175 | 0.63914 | 6
8 | 239.9454 | 3.1914 | 2.9043 | 0.23484 | 0.17627 | 0.31861 | 0.16203 | 4 | 0.28482 | 0.57709 | 0.25224 | 1.5206 | 1769.957 | 1155.6812 | 0.29793 | 0.54315 | 1099.3964 | 679.9332 | 0.2239 | 0.40821 | 2141.2412 | 1118.6388 | 0.11222 | 2 | 1 | 0.067049 | 0.48405 | 0
11 | 245.2267 | 3.4086 | 2.7581 | 0.22753 | 0.36549 | 0.34109 | 0.2676 | 5 | 0.31953 | 0.32831 | 0.24112 | 0.99167 | 1729.6388 | 1151.6013 | 0.22373 | 0.34776 | 1599.9923 | 890.1867 | 0.11143 | 0.35866 | 1958.6352 | 1116.4226 | 0.10812 | 1 | 2 | 0.14203 | 0.92504 | 0
6 | 189.817 | 2.0001 | 2.7868 | 0.34582 | 0.395 | 0.29758 | 0.17144 | 3 | 0.45569 | 0.69698 | 0.20583 | 1.1764 | 1517.5183 | 1108.7238 | 0.21071 | 0.42075 | 1662.0114 | 941.3476 | 0.20496 | 0.35967 | 2357.2582 | 860.0151 | 0.17595 | 2 | 1 | 0.11024 | 0.80676 | 2
3 | 186.5958 | 4.0456 | 3.2544 | 0.24178 | 0.30349 | 0.12018 | 0.10799 | 4 | 0.49808 | 0.59383 | 0.22175 | 0.73327 | 1798.9958 | 1134.9734 | 0.26879 | 0.46879 | 1437.8235 | 937.6899 | 0.17549 | 0.29827 | 2129.6224 | 1113.3148 | 0.17857 | 1 | 2 | 0.091271 | 0.43029 | 0
11 | 195.5753 | 4.1618 | 3.1615 | 0.25674 | 0.22606 | 0.15657 | 0.18485 | 5 | 0.68578 | 0.40693 | 0.16635 | 1.5426 | 1684.7848 | 748.0148 | 0.20496 | 0.50356 | 1440.6247 | 949.4296 | 0.32461 | 0.26673 | 2177.6979 | 682.414 | 0.12908 | 1 | 2 | 0.068487 | 0.53364 | 2
2 | 171.3674 | 3.2588 | 2.6512 | 0.15684 | 0.34749 | 0.32661 | 0.36027 | 7 | 0.78752 | 0.61058 | 0.19754 | 0.74857 | 1794.9404 | 1171.4377 | 0.22646 | 0.51736 | 1538.4383 | 1108.0821 | 0.28025 | 0.24603 | 2542.5619 | 1083.1034 | 0.10109 | 2 | 1 | 0.082717 | 0.69814 | 4
11 | 281.9724 | 4.4227 | 3.4788 | 0.29046 | 0.21112 | 0.19948 | 0.18686 | 7 | 0.64022 | 0.6559 | 0.25087 | 1.4652 | 1779.7306 | 1013.2479 | 0.20237 | 0.49294 | 1648.7603 | 1132.2281 | 0.27235 | 0.28178 | 2250.3037 | 811.6481 | 0.16592 | 1 | 1 | 0.083987 | 0.45392 | 4
4 | 228.7121 | 1.8684 | 2.6317 | 0.26109 | 0.18378 | 0.30674 | 0.32046 | 5 | 0.53476 | 0.38959 | 0.17178 | 1.1194 | 1539.9249 | 936.9702 | 0.21901 | 0.51156 | 1656.6151 | 956.8902 | 0.2709 | 0.35389 | 2260.461 | 934.3457 | 0.16104 | 1 | 1 | 0.072899 | 0.69469 | 6
2 | 272.1137 | 2.7728 | 2.8952 | 0.1763 | 0.14032 | 0.33141 | 0.33132 | 7 | 0.53743 | 0.3655 | 0.22989 | 0.82612 | 1711.2397 | 1050.4494 | 0.2113 | 0.49036 | 1269.653 | 1101.9 | 0.20259 | 0.21478 | 1757.5871 | 1084.9102 | 0.20622 | 2 | 2 | 0.064955 | 0.60999 | 0
4 | 227.7542 | 1.4767 | 2.919 | 0.16587 | 0.398 | 0.21446 | 0.20684 | 3 | 0.48793 | 0.39475 | 0.28362 | 1.0786 | 1789.1103 | 936.3121 | 0.2475 | 0.45016 | 1253.3987 | 1392.809 | 0.28605 | 0.24303 | 1628.0759 | 1128.2346 | 0.18338 | 1 | 2 | 0.10312 | 0.62069 | 6
9 | 124.5591 | 3.7962 | 2.4879 | 0.3269 | 0.19865 | 0.10133 | 0.32685 | 4 | 0.43824 | 0.60722 | 0.27874 | 1.3445 | 1529.2761 | 745.475 | 0.22134 | 0.45782 | 1154.65 | 897.2736 | 0.20292 | 0.26688 | 1045.4516 | 661.0741 | 0.16546 | 1 | 1 | 0.07069 | 0.64224 | 0
2 | 116.8548 | 4.6162 | 3.4696 | 0.10274 | 0.28966 | 0.35255 | 0.23926 | 7 | 0.22931 | 0.68488 | 0.20988 | 1.0758 | 1619.8693 | 697.522 | 0.20875 | 0.35345 | 1192.045 | 1297.3635 | 0.25578 | 0.2026 | 2112.9831 | 1327.0596 | 0.22027 | 2 | 1 | 0.10565 | 0.65766 | 0
4 | 157.1106 | 1.6101 | 3.3214 | 0.14492 | 0.19652 | 0.39371 | 0.34648 | 7 | 0.55288 | 0.28873 | 0.18589 | 0.94458 | 1566.101 | 1065.8694 | 0.24174 | 0.40188 | 1693.7869 | 987.1427 | 0.23549 | 0.30498 | 2079.458 | 805.5915 | 0.14982 | 1 | 1 | 0.067579 | 0.86195 | 0
8 | 161.9294 | 2.8441 | 2.713 | 0.11397 | 0.2856 | 0.22617 | 0.31058 | 6 | 0.54156 | 0.60466 | 0.17474 | 0.89104 | 1679.0844 | 1310.8611 | 0.20137 | 0.55634 | 1232.2723 | 980.7465 | 0.24785 | 0.32196 | 1906.2765 | 637.2548 | 0.20608 | 2 | 2 | 0.068899 | 0.50907 | 4
7 | 247.1051 | 4.9452 | 3.4041 | 0.30006 | 0.25949 | 0.34262 | 0.2549 | 4 | 0.34338 | 0.31469 | 0.25928 | 1.3042 | 1510.6706 | 1297.9793 | 0.22845 | 0.43812 | 1517.2994 | 863.3925 | 0.18956 | 0.2717 | 2687.855 | 1062.9038 | 0.15257 | 1 | 2 | 0.068548 | 0.73694 | 4
9 | 252.2326 | 3.3016 | 3.1357 | 0.18296 | 0.23666 | 0.21579 | 0.18003 | 5 | 0.57173 | 0.60572 | 0.2434 | 1.525 | 1521.2155 | 951.0465 | 0.21977 | 0.39874 | 1630.7549 | 1162.1278 | 0.21383 | 0.30983 | 2145.472 | 1001.6541 | 0.15077 | 2 | 1 | 0.063599 | 0.60263 | 6
8 | 183.0035 | 3.1651 | 2.595 | 0.29091 | 0.13983 | 0.23292 | 0.38584 | 7 | 0.41419 | 0.18682 | 0.21985 | 0.95985 | 1773.9075 | 1135.1536 | 0.24369 | 0.44672 | 1301.1188 | 1198.626 | 0.28055 | 0.32217 | 2233.8341 | 909.0742 | 0.10642 | 1 | 2 | 0.055296 | 0.63996 | 4
12 | 249.7404 | 4.1992 | 3.2688 | 0.15395 | 0.35012 | 0.15312 | 0.23836 | 6 | 0.41648 | 0.73981 | 0.23236 | 1.4117 | 1693.3022 | 1006.1725 | 0.21356 | 0.4033 | 1674.0725 | 985.6071 | 0.15841 | 0.35308 | 2005.7243 | 1243.5928 | 0.11286 | 1 | 2 | 0.096271 | 0.65983 | 0
11 | 265.1073 | 4.605 | 2.6064 | 0.18374 | 0.22585 | 0.17653 | 0.22963 | 7 | 0.44665 | 0.37762 | 0.27334 | 1.0379 | 1682.0759 | 1350.8777 | 0.20469 | 0.4644 | 1487.8475 | 969.9911 | 0.20523 | 0.34667 | 2918.8109 | 1376.7022 | 0.17672 | 1 | 1 | 0.071714 | 0.77461 | 4
4 | 291.7523 | 1.4218 | 2.8397 | 0.10927 | 0.11644 | 0.16208 | 0.20537 | 5 | 0.57474 | 0.53563 | 0.27248 | 1.0152 | 1695.6874 | 1102.1354 | 0.22023 | 0.45558 | 1409.1071 | 1079.4409 | 0.16146 | 0.33536 | 2015.5998 | 716.0655 | 0.16738 | 1 | 1 | 0.062155 | 0.72807 | 0
2 | 224.1693 | 3.5646 | 2.8687 | 0.36597 | 0.27495 | 0.20959 | 0.22031 | 3 | 0.467 | 0.65293 | 0.18064 | 1.0025 | 1781.9129 | 1284.549 | 0.2403 | 0.41764 | 1490.3807 | 1120.2666 | 0.23069 | 0.3043 | 2850.503 | 607.0443 | 0.1615 | 2 | 1 | 0.058058 | 0.72636 | 6
3 | 99.6064 | 2.3634 | 2.643 | 0.12537 | 0.13562 | 0.10701 | 0.26346 | 6 | 0.34007 | 0.74363 | 0.17495 | 1.4689 | 1576.8823 | 1138.892 | 0.23305 | 0.38748 | 1420.8225 | 1180.4668 | 0.2171 | 0.32257 | 2639.6878 | 1281.3251 | 0.20805 | 1 | 2 | 0.1118 | 0.77095 | 2
11 | 114.4768 | 1.8912 | 3.0028 | 0.1295 | 0.15134 | 0.1508 | 0.1402 | 5 | 0.37555 | 0.71509 | 0.19966 | 1.2329 | 1600.6934 | 1024.5142 | 0.26596 | 0.35687 | 1596.998 | 637.4781 | 0.19521 | 0.26372 | 1601.348 | 878.2537 | 0.12803 | 2 | 1 | 0.056809 | 0.75027 | 0
2 | 257.088 | 1.0071 | 2.7906 | 0.24705 | 0.2602 | 0.14382 | 0.16569 | 3 | 0.65442 | 0.5553 | 0.22525 | 1.5404 | 1694.1205 | 792.5565 | 0.2038 | 0.47931 | 1753.9868 | 1014.4835 | 0.13095 | 0.22196 | 1846.5349 | 912.388 | 0.089802 | 1 | 2 | 0.11243 | 0.61698 | 6
11 | 156.6844 | 1.0233 | 2.4843 | 0.15164 | 0.33483 | 0.12094 | 0.23794 | 7 | 0.246 | 0.42249 | 0.2083 | 1.1362 | 1520.3604 | 1008.9521 | 0.22477 | 0.42861 | 1616.1625 | 1228.8138 | 0.22349 | 0.24393 | 2322.8334 | 1074.3485 | 0.17483 | 1 | 1 | 0.061112 | 0.55903 | 4
11 | 280.023 | 3.1122 | 2.4531 | 0.16259 | 0.32547 | 0.17528 | 0.19978 | 7 | 0.20186 | 0.21959 | 0.23703 | 1.1121 | 1597.4443 | 995.3259 | 0.22009 | 0.51356 | 1379.3976 | 984.3587 | 0.17466 | 0.28795 | 1074.6973 | 1139.9497 | 0.16714 | 2 | 2 | 0.069013 | 0.68857 | 6
10 | 266.8704 | 2.4423 | 2.702 | 0.27363 | 0.36257 | 0.12053 | 0.27505 | 5 | 0.42356 | 0.46547 | 0.26714 | 1.0727 | 1631.9368 | 845.8028 | 0.22704 | 0.32186 | 1297.6048 | 1352.6266 | 0.1902 | 0.30601 | 2619.7764 | 1063.184 | 0.12486 | 2 | 2 | 0.084314 | 0.79835 | 0
1 | 135.0114 | 2.0491 | 3.2055 | 0.10089 | 0.16826 | 0.30824 | 0.13274 | 6 | 0.23995 | 0.29269 | 0.15533 | 1.6307 | 1632.7771 | 863.2811 | 0.27794 | 0.3961 | 1607.514 | 1127.2543 | 0.14628 | 0.28328 | 1999.0162 | 1182.4945 | 0.11225 | 2 | 2 | 0.070258 | 0.62268 | 6
2 | 276.3823 | 4.3805 | 3.337 | 0.30373 | 0.22012 | 0.14657 | 0.24963 | 7 | 0.50823 | 0.33583 | 0.28585 | 1.5137 | 1705.4332 | 1042.9745 | 0.2275 | 0.33978 | 1064.2711 | 1112.4472 | 0.29663 | 0.23615 | 2007.1249 | 1429.1348 | 0.15106 | 2 | 2 | 0.07059 | 0.6862 | 6
5 | 145.3911 | 2.0935 | 3.2577 | 0.22683 | 0.14571 | 0.2652 | 0.13114 | 6 | 0.67542 | 0.67068 | 0.26326 | 1.3066 | 1558.9869 | 1125.6584 | 0.24004 | 0.37482 | 1206.6492 | 942.1361 | 0.20766 | 0.35277 | 1949.47 | 770.722 | 0.09189 | 1 | 2 | 0.095115 | 0.91475 | 4
9 | 263.6606 | 4.1272 | 3.3025 | 0.13827 | 0.1737 | 0.34905 | 0.24424 | 5 | 0.36156 | 0.11007 | 0.17525 | 0.81607 | 1745.0176 | 782.4893 | 0.25142 | 0.35145 | 1349.5657 | 1154.1937 | 0.27483 | 0.29022 | 1197.3589 | 846.9499 | 0.1804 | 1 | 1 | 0.085618 | 0.70429 | 2
9 | 286.2578 | 1.3544 | 3.4513 | 0.37645 | 0.20896 | 0.16488 | 0.27754 | 3 | 0.55527 | 0.22204 | 0.26994 | 1.2704 | 1673.4238 | 1084.7511 | 0.21522 | 0.37568 | 1627.2802 | 742.5142 | 0.10873 | 0.42014 | 1695.4265 | 1070.1238 | 0.16659 | 2 | 1 | 0.064698 | 0.49819 | 4
9 | 127.9745 | 3.8716 | 2.6804 | 0.26789 | 0.17674 | 0.2111 | 0.21811 | 4 | 0.2337 | 0.63986 | 0.22418 | 1.7095 | 1665.6806 | 715.7021 | 0.23966 | 0.53988 | 1555.9509 | 793.9093 | 0.19578 | 0.40688 | 2111.0541 | 882.3315 | 0.13231 | 2 | 1 | 0.082895 | 0.633 | 0
11 | 169.5658 | 4.4725 | 2.5019 | 0.18342 | 0.27826 | 0.30564 | 0.2916 | 7 | 0.17521 | 0.41703 | 0.27455 | 1.3617 | 1625.7827 | 1100.4518 | 0.22831 | 0.38979 | 1494.3714 | 739.8964 | 0.14692 | 0.3769 | 2087.5445 | 959.1553 | 0.14168 | 2 | 2 | 0.095795 | 0.74893 | 4
6 | 228.9117 | 2.6896 | 2.6465 | 0.10218 | 0.26239 | 0.33269 | 0.22959 | 7 | 0.78283 | 0.56885 | 0.19178 | 1.5114 | 1588.3895 | 883.5715 | 0.22614 | 0.36051 | 1171.939 | 1067.5211 | 0.26225 | 0.25769 | 1926.8909 | 1053.2264 | 0.13548 | 2 | 1 | 0.062936 | 0.45023 | 0
2 | 188.4267 | 4.9297 | 3.4822 | 0.20077 | 0.20147 | 0.16879 | 0.30124 | 6 | 0.47166 | 0.28444 | 0.24671 | 1.0059 | 1536.7588 | 670.0495 | 0.2397 | 0.4674 | 1716.5296 | 871.8042 | 0.23182 | 0.2786 | 2454.2913 | 820.5312 | 0.13476 | 2 | 2 | 0.092077 | 0.68821 | 2
5 | 114.2208 | 3.3342 | 3.4015 | 0.34308 | 0.17499 | 0.27464 | 0.29066 | 3 | 0.80537 | 0.71437 | 0.24237 | 1.1908 | 1665.9004 | 1042.2603 | 0.22676 | 0.41974 | 1428.8098 | 1138.2424 | 0.21194 | 0.31843 | 2103.566 | 1239.0253 | 0.15076 | 2 | 1 | 0.086981 | 0.81033 | 2
2 | 240.1886 | 2.603 | 3.1041 | 0.20834 | 0.23398 | 0.26699 | 0.36926 | 4 | 0.66636 | 0.74211 | 0.24312 | 0.8831 | 1722.8957 | 1002.6232 | 0.23572 | 0.45857 | 1499.0643 | 923.0132 | 0.1516 | 0.41665 | 2573.5399 | 1411.3196 | 0.12866 | 2 | 1 | 0.075076 | 0.4448 | 0
6 | 151.7766 | 3.7474 | 3.492 | 0.35114 | 0.12662 | 0.35753 | 0.38762 | 5 | 0.47624 | 0.41823 | 0.16134 | 1.6211 | 1633.6027 | 615.6206 | 0.25545 | 0.35777 | 1738.913 | 1147.524 | 0.22803 | 0.35523 | 2124.6898 | 1368.3663 | 0.22997 | 2 | 2 | 0.078555 | 0.55615 | 0
7 | 231.7527 | 1.8265 | 3.0566 | 0.3696 | 0.23994 | 0.31299 | 0.23578 | 6 | 0.67746 | 0.47108 | 0.25914 | 1.7046 | 1765.6605 | 1194.7182 | 0.23617 | 0.50028 | 1622.8064 | 1194.4199 | 0.28376 | 0.31947 | 2067.8396 | 566.581 | 0.14187 | 1 | 1 | 0.083641 | 0.76072 | 6
1 | 269.4965 | 1.7573 | 2.8353 | 0.27336 | 0.29251 | 0.21852 | 0.38915 | 6 | 0.35905 | 0.58462 | 0.20651 | 1.4194 | 1589.285 | 940.2836 | 0.22513 | 0.49586 | 1287.3574 | 1140.5784 | 0.23538 | 0.33887 | 1840.3126 | 1246.2815 | 0.19135 | 1 | 2 | 0.099874 | 0.69368 | 2
2 | 219.3929 | 4.3258 | 2.7719 | 0.27998 | 0.15892 | 0.35052 | 0.26297 | 7 | 0.77858 | 0.2909 | 0.16333 | 1.294 | 1675.3744 | 887.9488 | 0.21288 | 0.36481 | 1179.3247 | 914.8965 | 0.12285 | 0.29603 | 2899.1003 | 1169.8333 | 0.20696 | 1 | 2 | 0.080642 | 0.35927 | 4
4 | 103.9055 | 3.8063 | 3.1508 | 0.27682 | 0.38454 | 0.21293 | 0.27861 | 6 | 0.39628 | 0.84919 | 0.17025 | 1.4483 | 1550.9849 | 1149.5075 | 0.24853 | 0.38437 | 1633.204 | 1177.4188 | 0.15003 | 0.32541 | 2455.958 | 1133.2115 | 0.12045 | 1 | 2 | 0.0609 | 0.4186 | 4
7 | 210.286 | 1.3043 | 3.1483 | 0.36899 | 0.22719 | 0.33617 | 0.33879 | 4 | 0.7514 | 0.41601 | 0.23646 | 1.3971 | 1511.9606 | 988.3559 | 0.20666 | 0.50504 | 1453.9477 | 971.4027 | 0.20227 | 0.37852 | 2032.215 | 1034.2283 | 0.14744 | 1 | 1 | 0.043057 | 0.5247 | 4
1 | 289.8682 | 3.6665 | 2.8024 | 0.35003 | 0.35885 | 0.13122 | 0.11461 | 3 | 0.40336 | 0.53209 | 0.21324 | 1.1373 | 1504.5557 | 1128.7952 | 0.24574 | 0.52282 | 1370.4306 | 1017.5191 | 0.28565 | 0.31504 | 2038.078 | 1014.4122 | 0.13024 | 2 | 1 | 0.077414 | 0.31767 | 4
11 | 162.9601 | 3.0832 | 2.9068 | 0.34885 | 0.31782 | 0.1895 | 0.11939 | 7 | 0.6362 | 0.13667 | 0.28512 | 1.1174 | 1581.6835 | 980.7434 | 0.24601 | 0.41712 | 1657.0931 | 793.0428 | 0.18326 | 0.3078 | 2133.521 | 924.3716 | 0.13982 | 1 | 1 | 0.098667 | 0.53015 | 4
12 | 266.0282 | 1.7035 | 3.1697 | 0.23382 | 0.39809 | 0.2828 | 0.23219 | 7 | 0.42161 | 0.68639 | 0.29024 | 1.0242 | 1609.1573 | 692.2587 | 0.20368 | 0.45433 | 1028.668 | 1258.4801 | 0.214 | 0.30753 | 2325.6638 | 936.5952 | 0.081698 | 2 | 1 | 0.09853 | 0.93584 | 4
3 | 106.9188 | 1.1717 | 2.7857 | 0.14304 | 0.35929 | 0.32533 | 0.20044 | 3 | 0.35612 | 0.45525 | 0.20598 | 1.3615 | 1763.9611 | 1012.8487 | 0.21004 | 0.39823 | 1625.5792 | 990.3445 | 0.22359 | 0.35935 | 2482.6276 | 954.3146 | 0.16194 | 1 | 2 | 0.053676 | 0.64497 | 0
6 | 208.2387 | 2.6159 | 2.571 | 0.3022 | 0.18617 | 0.29302 | 0.15634 | 4 | 0.11086 | 0.51865 | 0.17352 | 0.99982 | 1547.3987 | 724.9414 | 0.21539 | 0.48518 | 1236.7869 | 886.6891 | 0.24977 | 0.30717 | 2305.1542 | 1194.969 | 0.1556 | 2 | 1 | 0.091738 | 0.63205 | 6
3 | 289.1072 | 1.2524 | 2.7962 | 0.12879 | 0.19378 | 0.18034 | 0.10966 | 3 | 0.89592 | 0.28039 | 0.25317 | 1.1295 | 1698.746 | 932.2474 | 0.22954 | 0.44147 | 1179.4817 | 1169.7558 | 0.19433 | 0.30023 | 2224.1129 | 1180.5474 | 0.16324 | 1 | 2 | 0.095485 | 0.6926 | 6
12 | 195.2131 | 3.3921 | 3.2736 | 0.1228 | 0.3324 | 0.23981 | 0.18112 | 4 | 0.45521 | 0.67315 | 0.21378 | 1.2177 | 1736.8872 | 831.3013 | 0.26667 | 0.47525 | 1365.9864 | 696.481 | 0.26856 | 0.36911 | 2559.3526 | 1073.0029 | 0.19221 | 2 | 1 | 0.090781 | 0.64563 | 4
6 | 164.0597 | 1.3115 | 3.4479 | 0.30583 | 0.3088 | 0.27807 | 0.29586 | 5 | 0.58424 | 0.71081 | 0.15172 | 1.3161 | 1546.0248 | 801.4962 | 0.2197 | 0.42913 | 1640.4347 | 808.165 | 0.21567 | 0.29677 | 1727.218 | 1445.7475 | 0.16647 | 2 | 1 | 0.075489 | 0.50741 | 4
6 | 196.8371 | 3.8042 | 2.4994 | 0.25094 | 0.14546 | 0.22352 | 0.13438 | 5 | 0.62501 | 0.68299 | 0.262 | 0.92531 | 1700.1453 | 978.5031 | 0.25292 | 0.41264 | 1621.3672 | 1075.5557 | 0.236 | 0.37797 | 1985.133 | 821.1554 | 0.19811 | 2 | 1 | 0.065728 | 0.66073 | 0
10 | 203.4051 | 1.4276 | 3.3849 | 0.37355 | 0.19049 | 0.2728 | 0.33034 | 4 | 0.6265 | 0.56803 | 0.20234 | 1.425 | 1602.208 | 1071.0381 | 0.21334 | 0.52152 | 1790.6439 | 1039.2984 | 0.17647 | 0.35129 | 2120.9434 | 1041.4663 | 0.13759 | 2 | 2 | 0.073582 | 0.62591 | 6
7 | 285.817 | 1.2908 | 3.289 | 0.23164 | 0.10271 | 0.17788 | 0.17951 | 3 | 0.3831 | 0.42556 | 0.21584 | 0.96324 | 1690.8124 | 874.3232 | 0.28032 | 0.46696 | 1519.4621 | 1221.5736 | 0.2193 | 0.35243 | 2289.4555 | 1124.1575 | 0.1692 | 1 | 1 | 0.07249 | 0.85509 | 4
10 | 144.4692 | 4.7784 | 3.2235 | 0.33454 | 0.17103 | 0.22128 | 0.30368 | 6 | 0.30042 | 0.89351 | 0.1838 | 1.4557 | 1708.4234 | 844.4012 | 0.26452 | 0.43591 | 1126.1951 | 841.2305 | 0.23473 | 0.31925 | 2253.8364 | 694.7596 | 0.16411 | 1 | 1 | 0.10729 | 0.5449 | 4
9 | 230.0385 | 2.9661 | 2.7214 | 0.21022 | 0.17819 | 0.20791 | 0.20621 | 5 | 0.37381 | 0.54677 | 0.18503 | 1.4917 | 1643.7152 | 1084.1995 | 0.2684 | 0.50898 | 1192.2063 | 782.7663 | 0.22775 | 0.31325 | 2183.5081 | 1253.8068 | 0.1453 | 2 | 2 | 0.055321 | 0.77961 | 0
5 | 213.9054 | 1.0837 | 3.1683 | 0.21857 | 0.38191 | 0.36847 | 0.1798 | 3 | 0.52526 | 0.59753 | 0.23531 | 1.6996 | 1669.4494 | 1028.6683 | 0.24265 | 0.49086 | 1679.2014 | 1124.1566 | 0.27141 | 0.2481 | 2117.6174 | 907.1254 | 0.12412 | 2 | 2 | 0.095475 | 0.71971 | 0
9 | 144.6013 | 3.5215 | 2.5119 | 0.3746 | 0.11546 | 0.36551 | 0.17492 | 3 | 0.80131 | 0.87033 | 0.23113 | 1.1166 | 1549.0158 | 1132.5994 | 0.25224 | 0.56489 | 1108.7613 | 893.045 | 0.2597 | 0.41913 | 2602.7113 | 1035.5988 | 0.15758 | 2 | 2 | 0.077697 | 0.67447 | 6

## R1
Overheating Hours - CIBSE Guide A | Night Overheatina Hours - CIBSE TM59 | Hours of Exceedance - CIBSE TM52 | Davs of Exceedance - CIBSE TM52 | Hours of Exceedance Upper Limit Temperature - CIBSE TM52
6.4297 | 15.9477 | 0 | 0 | 0
5.0654 | 12.9121 | 0.10621 | 0.26144 | 0
29.742 | 38.5076 | 4.5922 | 8.3333 | 0.10553
14.4744 | 19.8439 | 0.027233 | 0 | 0
25.0354 | 37.5381 | 0.97767 | 1.5686 | 0
51.0971 | 71.413 | 14.1476 | 25.6769 | 0.070028
20.3949 | 25.5192 | 0.19608 | 0.3268 | 0
17.7696 | 34.8584 | 0.21333 | 0.43573 | 0
19.902 | 27.5018 | 0.64542 | 1.1765 | 0
15.3254 | 26.5432 | 0.052197 | 0.054466 | 0
17.5408 | 39.5715 | 0.0027233 | 0 | 0
48.4866 | 73.3997 | 8.3061 | 15.3128 | 0
33.3231 | 45.9423 | 6.0151 | 11.683 | 0.078295
20.5805 | 23.8718 | 0.66527 | 1.2605 | 0
46.6265 | 64.9873 | 13.1808 | 24.183 | 0.35063
40.2614 | 67.5744 | 2.0724 | 4.183 | 0
20.1344 | 26.4101 | 0.68991 | 1.1983 | 0
15.7112 | 26.3072 | 0.21106 | 0.38126 | 0
32.1101 | 57.2501 | 1.4978 | 3.4314 | 0
47.2533 | 71.9473 | 5.7053 | 12.1849 | 0
38.5076 | 46.2309 | 11.762 | 23.268 | 0.19608
25.5038 | 46.5928 | 0.45389 | 0.81699 | 0
30.3922 | 60.1961 | 0.3159 | 0.39216 | 0
39.1306 | 65.8769 | 3.428 | 6.3725 | 0
9.6405 | 19.7077 | 0 | 0 | 0
11.4146 | 22.9588 | 0 | 0 | 0
34.1685 | 42.5321 | 6.5995 | 13.6166 | 0.022694
15.6636 | 17.526 | 0.022694 | 0 | 0
21.0784 | 20.9695 | 1.221 | 2.5054 | 0.0090777
38.401 | 66.0494 | 1.7702 | 3.9216 | 0
18.1159 | 23.3945 | 0 | 0 | 0
49.5565 | 74.4061 | 8.6874 | 15.2661 | 0.019452
49.4798 | 70.443 | 12.2603 | 20.7843 | 0.13344
9.5611 | 20.8364 | 0.036311 | 0.054466 | 0
23.4409 | 22.4492 | 1.794 | 2.9412 | 0
28.14 | 52.6652 | 1.299 | 2.3529 | 0
24.6936 | 30.8007 | 2.6518 | 5.2288 | 0.068083
26.7585 | 28.8619 | 1.5289 | 3.0812 | 0
41.282 | 61.9644 | 5.593 | 11.2745 | 0
20.8469 | 29.6024 | 1.0008 | 1.634 | 0
15.3368 | 21.7139 | 0.15659 | 0.3268 | 0
45.9899 | 66.8028 | 11.7511 | 21.4052 | 0.86125
45.8936 | 68.3836 | 8.7768 | 15.2194 | 0.1634
44.9573 | 66.8845 | 7.4846 | 13.8344 | 0.0045389
28.4722 | 31.8204 | 2.7869 | 5.4466 | 0
18.9179 | 24.9455 | 0.34041 | 0.76253 | 0
60.1511 | 74.3161 | 30.846 | 41.8301 | 5.4398
44.1676 | 64.0039 | 8.8871 | 18.5185 | 0
13.2489 | 16.1099 | 0.045389 | 0 | 0
38.73 | 59.925 | 3.917 | 6.8627 | 0
11.1683 | 25.3813 | 0.065359 | 0.19608 | 0
18.4867 | 29.2181 | 0.37672 | 0.76253 | 0
54.1258 | 73.7654 | 17.5313 | 27.342 | 0.36992
19.8043 | 30.4544 | 0.070028 | 0 | 0
11.8362 | 28.0864 | 0.0068083 | 0 | 0
28.6745 | 49.0819 | 0.3443 | 0.60691 | 0
53.4742 | 75.7029 | 17.8688 | 28.338 | 0.013617
24.1512 | 42.3021 | 0.59913 | 1.0893 | 0
17.2004 | 23.0356 | 0.26688 | 0.52288 | 0
21.2645 | 31.3847 | 0.27233 | 0.65359 | 0
64.1068 | 81.6703 | 38.1727 | 45.3595 | 8.1944
42.5626 | 64.1031 | 5.6863 | 13.0065 | 0
29.734 | 45.2312 | 3.0047 | 5.6645 | 0
19.154 | 21.4113 | 0.7716 | 1.4161 | 0
53.5656 | 76.6729 | 15.7193 | 30.0654 | 0.1634
38.3465 | 68.4035 | 0.51062 | 0.81699 | 0
41.358 | 57.3832 | 11.7012 | 21.7865 | 0.11347
40.7294 | 62.5212 | 5.1334 | 10.4575 | 0
23.7132 | 33.0307 | 0.48112 | 1.0349 | 0
58.1904 | 75.9168 | 27.1923 | 34.9673 | 2.0084
26.8155 | 41.1281 | 1.6658 | 3.159 | 0
21.791 | 22.2525 | 1.0122 | 2.1786 | 0
22.1337 | 46.0784 | 0.17021 | 0.3268 | 0
16.1197 | 32.2137 | 0.0090777 | 0 | 0
41.4916 | 68.9076 | 2.2098 | 4.0149 | 0
26.0212 | 45.6245 | 1.5455 | 2.7778 | 0
28.032 | 26.5977 | 3.7241 | 7.0261 | 0.047658
21.5251 | 23.5439 | 0.62092 | 1.0458 | 0
19.8768 | 21.033 | 0.75912 | 1.7974 | 0
16.9915 | 24.3438 | 0.015562 | 0 | 0
12.4228 | 28.8671 | 0.099855 | 0.21786 | 0
9.5815 | 19.2084 | 0 | 0 | 0
40.6795 | 62.3941 | 4.6387 | 8.5512 | 0
51.9438 | 74.1649 | 17.099 | 25.817 | 0.33701
13.2571 | 16.7538 | 0.47386 | 0.91503 | 0
21.4563 | 25.354 | 0.70466 | 1.1438 | 0
14.0568 | 18.2038 | 0.24056 | 0.65359 | 0
33.0156 | 54.1878 | 2.8867 | 6.2092 | 0
29.5525 | 35.0641 | 5.1743 | 8.9325 | 0.090777
26.7928 | 55.1198 | 0 | 0 | 0
14.0421 | 20.9604 | 0.22127 | 0.4902 | 0
26.4025 | 41.3338 | 1.2028 | 2.3965 | 0
7.3371 | 13.0598 | 0 | 0 | 0
25.3676 | 42.6943 | 0.90414 | 2.0915 | 0
19.3151 | 23.3297 | 1.5557 | 3.5948 | 0.05787
42.1115 | 68.9906 | 2.9185 | 5.2288 | 0
23.8789 | 40.6318 | 0.39715 | 0.54466 | 0
51.1166 | 69.4021 | 19.449 | 29.3028 | 0.75799
27.6371 | 30.3922 | 3.7491 | 6.9717 | 0.10893
35.9049 | 54.7723 | 5.0479 | 9.1503 | 0.083645
53.8353 | 71.3266 | 23.6928 | 31.1547 | 1.8655
24.2545 | 34.813 | 1.4297 | 2.5327 | 0
18.8916 | 27.1242 | 0.53377 | 0.91503 | 0
22.2449 | 24.4251 | 2.9956 | 6.7538 | 0.15432
17.8377 | 21.0784 | 0.28254 | 0.3268 | 0
25.9014 | 44.3282 | 0.84695 | 1.3072 | 0
30.2478 | 50.7771 | 1.1002 | 2.1569 | 0
20.8388 | 28.9179 | 0.19608 | 0.45752 | 0
28.8943 | 48.5621 | 1.6013 | 2.4837 | 0
15.0245 | 20.138 | 0.11438 | 0.26144 | 0
41.8346 | 60.8085 | 10.0309 | 19.4989 | 0.51289
38.457 | 56.121 | 6.748 | 12.5584 | 0.10893
45.915 | 66.1341 | 9.5861 | 19.281 | 0.068083
28.8036 | 35.0581 | 2.0039 | 2.8867 | 0
25.6899 | 21.7623 | 2.5599 | 4.793 | 0
22.9167 | 25.7262 | 0.74551 | 1.4706 | 0
54.509 | 72.2897 | 20.8859 | 38.1419 | 0.78976
9.2067 | 18.2177 | 0 | 0 | 0
60.6754 | 77.6144 | 33.027 | 42.0752 | 4.5445
56.654 | 74.304 | 30.4239 | 39.7603 | 3.0637
16.282 | 28.2589 | 0.037446 | 0 | 0
19.4535 | 25.7081 | 0.84877 | 1.4161 | 0
20.0617 | 35.8267 | 0.20652 | 0.4902 | 0
27.7142 | 29.4965 | 2.5009 | 5.6645 | 0
26.3426 | 31.5832 | 2.6471 | 5.2288 | 0.027233
43.8084 | 59.7365 | 10.6326 | 21.1485 | 0.14006
18.2462 | 23.2026 | 0 | 0 | 0
22.5763 | 44.183 | 0.20425 | 0.52288 | 0
49.2125 | 73.953 | 10.4575 | 20.4248 | 0
27.047 | 52.4449 | 0.59913 | 1.3072 | 0
26.7452 | 31.8748 | 1.2414 | 2.1242 | 0
51.6646 | 70.2433 | 15.8837 | 25.9804 | 0.55828
49.4499 | 65.9768 | 14.9156 | 27.7778 | 0.33769
40.7952 | 60.2397 | 5.9595 | 12.4183 | 0
39.6276 | 60.0218 | 7.9521 | 17.1569 | 0.078295
13.2217 | 24.419 | 0.024964 | 0.054466 | 0
19.2901 | 22.5672 | 0.045389 | 0 | 0
17.8354 | 24.2556 | 0.35176 | 0.76253 | 0
39.1476 | 58.996 | 6.8151 | 13.5621 | 0.017021
19.7821 | 33.4277 | 0.04085 | 0.065359 | 0
36.5775 | 39.3519 | 10.5086 | 21.5686 | 0.35743
34.5289 | 47.9593 | 5.3568 | 11.1111 | 0
31.9751 | 40.6954 | 5.0449 | 9.232 | 0.020425
29.8066 | 39.3972 | 1.7211 | 3.5294 | 0
46.841 | 70.1797 | 8.558 | 15.6863 | 0.017021
13.8299 | 23.1058 | 0 | 0 | 0
18.4958 | 22.198 | 0.12709 | 0.21786 | 0
60.7979 | 79.8475 | 30.9407 | 39.3557 | 2.8128
10.7598 | 19.252 | 0.010893 | 0 | 0
18.2952 | 24.8656 | 0.46569 | 0.91503 | 0
40.3303 | 47.8317 | 13.0563 | 27.7778 | 0.20425
34.7631 | 62.9474 | 0.6108 | 1.2605 | 0
13.6808 | 18.394 | 0 | 0 | 0
6.762 | 14.154 | 0 | 0 | 0
17.1043 | 30.7656 | 0.30345 | 0.56022 | 0
20.6314 | 28.3345 | 0.68764 | 1.0893 | 0
31.5033 | 42.2731 | 3.4178 | 5.6863 | 0
6.909 | 15.3958 | 0.0054466 | 0 | 0
12.8867 | 24.1104 | 0.013617 | 0 | 0
14.9588 | 18.9128 | 0.1206 | 0.28011 | 0
6.8877 | 19.4747 | 0 | 0 | 0
13.258 | 21.6412 | 0.20425 | 0.43573 | 0
22.0861 | 39.7603 | 0.60594 | 1.2255 | 0
12.5851 | 17.402 | 0.044254 | 0.081699 | 0
45.6618 | 68.9542 | 7.1868 | 14.902 | 0.0027233
17.1069 | 30.7795 | 0.15886 | 0.3268 | 0
32.4936 | 39.6938 | 4.8293 | 9.4771 | 0.04085
12.8132 | 19.8741 | 0.013617 | 0 | 0
44.7213 | 58.6057 | 14.9964 | 29.6296 | 0.48566
14.2906 | 19.3355 | 0.095316 | 0.1634 | 0
14.2643 | 24.7069 | 0.11088 | 0.18674 | 0
17.0234 | 33.268 | 0.25327 | 0.45752 | 0
42.293 | 58.1155 | 8.9915 | 17.9194 | 0.19971
13.6404 | 20.1979 | 0.14978 | 0.3268 | 0
38.9434 | 56.3968 | 6.4225 | 12.146 | 0
14.9276 | 18.6326 | 0.18091 | 0.18674 | 0
62.963 | 81.3725 | 31.2928 | 39.5425 | 1.9102
52.4124 | 76.8761 | 7.682 | 14.1612 | 0
18.4641 | 22.0044 | 0.27778 | 0.58824 | 0
34.3376 | 61.6013 | 1.5829 | 2.7778 | 0
9.2456 | 15.4503 | 0 | 0 | 0
9.4465 | 15.5773 | 0.037446 | 0 | 0
38.848 | 57.0564 | 8.6193 | 17.3203 | 0.24964
13.3476 | 14.9782 | 0.26552 | 0.4085 | 0
32.1056 | 45.7516 | 4.0872 | 7.6797 | 0
21.7398 | 23.9081 | 1.4511 | 2.4743 | 0.0058357
59.2729 | 76.5795 | 37.4728 | 45.4248 | 4.2143
26.5727 | 40.8376 | 1.0122 | 2.1242 | 0
49.5331 | 69.7479 | 13.1341 | 24.2764 | 0.14589
45.8742 | 72.1193 | 4.8588 | 10.8932 | 0
22.549 | 45.9211 | 0.20879 | 0.43573 | 0
43.5117 | 61.8464 | 11.4685 | 22.9575 | 0.14638
54.1095 | 71.8882 | 20.7135 | 29.1503 | 1.8164
40.482 | 64.9328 | 4.4901 | 8.9052 | 0
29.4098 | 36.9748 | 3.1882 | 5.4622 | 0.025288
12.8754 | 21.8332 | 0.027233 | 0.046685 | 0
16.8164 | 19.6805 | 0.75231 | 1.2255 | 0
28.8977 | 43.6456 | 2.1548 | 3.268 | 0
7.5572 | 12.0673 | 0 | 0 | 0
36.3517 | 41.0615 | 9.7336 | 20.4248 | 0.1634
51.5931 | 73.6892 | 14.2919 | 22.8758 | 0.15251
54.8929 | 71.4839 | 26.0848 | 37.3638 | 3.5085
20.7743 | 16.6788 | 0.98947 | 2.3965 | 0
18.6765 | 27.2476 | 0.22603 | 0.3268 | 0
7.9112 | 17.5986 | 0 | 0 | 0
53.9715 | 75.587 | 16.9912 | 27.7778 | 0.097585
19.9778 | 31.1668 | 0.1929 | 0.4902 | 0
20.2914 | 24.2702 | 0.61547 | 1.3072 | 0
18.3578 | 35.4466 | 0.33769 | 0.58824 | 0
10.8887 | 21.7562 | 0.07943 | 0.21786 | 0
21.2146 | 29.1939 | 0.46296 | 0.98039 | 0
7.1317 | 21.2146 | 0 | 0 | 0
42.3339 | 56.0034 | 13.3533 | 27.451 | 0.3041
13.5144 | 21.6655 | 0.15659 | 0.27233 | 0
36.2146 | 54.1031 | 4.3546 | 9.6078 | 0.078976
25.7943 | 55.4345 | 0.29503 | 0.65359 | 0
39.0319 | 66.3459 | 5.2628 | 9.4771 | 0.093046
14.3814 | 31.5662 | 0.07716 | 0.21786 | 0
31.7788 | 42.5744 | 4.5411 | 9.2593 | 0
6.6604 | 18.892 | 0 | 0 | 0
27.7528 | 30.0351 | 2.3625 | 5.1198 | 0
59.6977 | 81.2709 | 27.7424 | 34.4444 | 0.8878
19.4009 | 22.7524 | 0.31318 | 0.65359 | 0
18.0794 | 27.6325 | 0.2451 | 0.4902 | 0
25.4459 | 31.1002 | 1.8484 | 3.268 | 0
26.1234 | 34.3137 | 0.86806 | 1.3889 | 0
29.8965 | 52.854 | 0.99946 | 1.7647 | 0
12.5862 | 15.9647 | 0.083969 | 0.21786 | 0
46.378 | 67.589 | 10.8497 | 19.1503 | 0.01634
11.6013 | 19.4626 | 0.07716 | 0.10893 | 0
41.8528 | 64.3791 | 5.0744 | 9.0414 | 0
39.1635 | 67.4473 | 4.1372 | 8.1155 | 0
16.8028 | 26.3544 | 0.12255 | 0.26144 | 0
24.1376 | 30.1017 | 0.70125 | 1.0893 | 0
33.7446 | 40.7262 | 6.6503 | 14.4444 | 0.073529
46.3508 | 67.0298 | 8.3515 | 15.0871 | 0
10.9516 | 18.2695 | 0.0077809 | 0 | 0
41.0267 | 58.8235 | 10.3985 | 18.8453 | 0.35857
39.4245 | 64.252 | 3.0569 | 5.8279 | 0
57.1351 | 72.5248 | 24.3305 | 40.5229 | 4.0782
31.9671 | 28.8126 | 5.4761 | 11.9281 | 0.0090777
35.1716 | 36.2164 | 9.9401 | 19.8693 | 0.54466
28.976 | 50.0654 | 2.1106 | 4.3791 | 0.04085
49.7958 | 69.7168 | 14.6333 | 25.4902 | 0.39942
17.8595 | 58.504 | 0 | 0 | 0
24.6255 | 33.8235 | 1.6306 | 3.1863 | 0
25.0311 | 28.4729 | 0.86173 | 1.8674 | 0
48.5385 | 67.8407 | 10.4757 | 21.5686 | 0
54.5139 | 75.1725 | 23.046 | 28.6765 | 0.94635
23.1856 | 35.5755 | 1.8042 | 4.1667 | 0
50.7956 | 75.3709 | 7.9346 | 16.2932 | 0
24.0877 | 49.1891 | 0.97585 | 2.0697 | 0
16.8067 | 20.6609 | 0.10893 | 0.23343 | 0
0.83401 | 7.9611 | 0 | 0 | 0
38.8912 | 61.9644 | 4.0804 | 8.1155 | 0
10.2805 | 22.1548 | 0.025288 | 0.093371 | 0
20.433 | 27.7705 | 0.1171 | 0.26144 | 0
20.1117 | 29.1878 | 0.18609 | 0.38126 | 0
43.5162 | 68.3067 | 3.2226 | 6.2092 | 0
18.8907 | 26.9608 | 1.0462 | 2.451 | 0.015886
6.7865 | 16.5723 | 0.010893 | 0 | 0
13.2547 | 17.9116 | 0.048631 | 0.093371 | 0
21.7956 | 39.1491 | 0.8533 | 1.9063 | 0
31.0049 | 37.497 | 4.6614 | 10.2397 | 0.036311
19.4036 | 19.9831 | 0.61275 | 0.87146 | 0
47.3243 | 64.9419 | 13.8753 | 27.5327 | 0.28595
9.695 | 21.0343 | 0.10115 | 0.18674 | 0
37.8835 | 40.4321 | 11.009 | 22.9303 | 0.24056
10.866 | 23.3115 | 0.054466 | 0.1634 | 0
27.771 | 37.5726 | 2.0187 | 3.8399 | 0
27.9801 | 46.2496 | 1.1905 | 1.774 | 0
26.4025 | 32.9248 | 2.0084 | 3.5131 | 0
29.5706 | 46.5928 | 1.4343 | 2.451 | 0
23.3047 | 44.2145 | 0.16567 | 0.3268 | 0
10.9668 | 18.2135 | 0.051743 | 0.065359 | 0
12.1902 | 16.4488 | 0.18042 | 0.4085 | 0
10.2778 | 16.6521 | 0 | 0 | 0
50.2665 | 73.0989 | 9.6502 | 19.4211 | 0
11.2551 | 15.8367 | 0.093371 | 0.14006 | 0
46.1715 | 66.1886 | 9.0822 | 16.4488 | 0.045389
14.3732 | 18.3058 | 0.17312 | 0.23343 | 0
44.8354 | 68.5704 | 5.0148 | 8.8702 | 0
11.2862 | 18.005 | 0.038904 | 0.093371 | 0
42.1569 | 63.0114 | 8.1881 | 14.488 | 0.063544
16.7425 | 21.0914 | 0.42017 | 0.65359 | 0
20.4365 | 23.0677 | 0.56411 | 1.0738 | 0
22.8928 | 37.9357 | 0.87486 | 1.3072 | 0
18.632 | 26.7369 | 0.44481 | 1.0893 | 0
32.1805 | 57.5163 | 0.34495 | 0.65359 | 0
17.2522 | 23.6747 | 0 | 0 | 0
15.718 | 22.9121 | 0.056736 | 0.1634 | 0
58.4773 | 75.3086 | 26.206 | 36.4613 | 1.8869
22.0899 | 25.6251 | 0.94538 | 1.8207 | 0
39.631 | 70.1344 | 1.9199 | 3.4314 | 0
36.8532 | 48.0453 | 8.2562 | 16.2309 | 0.32453
45.9111 | 68.8505 | 7.1565 | 11.9981 | 0
8.4967 | 22.1375 | 0 | 0 | 0
18.9338 | 20.0708 | 0.2485 | 0.3268 | 0
7.2826 | 18.1978 | 0.027233 | 0 | 0
25.177 | 34.695 | 1.9336 | 4.1394 | 0
20.9423 | 27.3148 | 1.2834 | 2.6961 | 0
2.1276 | 9.931 | 0 | 0 | 0
39.8012 | 64.5036 | 5.7073 | 9.057 | 0.099206
51.0594 | 68.7001 | 14.6786 | 27.451 | 0.065359
16.5645 | 17.8468 | 0.40169 | 0.5719 | 0
20.6972 | 34.7222 | 0.11234 | 0.3268 | 0
24.9251 | 31.2364 | 1.0485 | 2.0425 | 0
31.073 | 51.053 | 1.3707 | 2.6688 | 0
15.5147 | 22.5926 | 0.13072 | 0.13072 | 0
4.6864 | 15.892 | 0 | 0 | 0
12.8521 | 17.1543 | 0.15173 | 0.28011 | 0
16.6842 | 22.7773 | 0.013617 | 0 | 0
11.0158 | 20.3885 | 0.023829 | 0 | 0
11.5002 | 16.4332 | 0.025288 | 0 | 0
16.0562 | 21.2237 | 0.07716 | 0 | 0
32.2868 | 47.5205 | 2.8303 | 5.5089 | 0
15.412 | 24.5306 | 0.019452 | 0 | 0
43.3914 | 64.0402 | 8.2948 | 17.1569 | 0.095316
49.076 | 65.1209 | 16.7834 | 32.2596 | 0.39293
23.5975 | 57.0007 | 0.013617 | 0 | 0
16.3853 | 29.1515 | 0.32907 | 0.59913 | 0
18.6702 | 26.4187 | 0.47463 | 1.0738 | 0
49.0468 | 67.4413 | 15.2914 | 23.5294 | 0.44481
44.5806 | 63.8586 | 8.3515 | 17.3203 | 0.10439
14.0863 | 29.4178 | 0.013617 | 0 | 0
19.3015 | 23.6081 | 0.66948 | 1.0349 | 0
14.5833 | 19.154 | 0.27914 | 0.5719 | 0
17.0411 | 26.87 | 0.21786 | 0.5719 | 0
43.0528 | 59.6442 | 11.7239 | 24.0523 | 0.2342
29.0714 | 40.8013 | 4.3845 | 7.5163 | 0.10439
7.1786 | 15.7807 | 0 | 0 | 0
30.9538 | 47.6761 | 3.1386 | 6.4542 | 0.020425
22.0225 | 43.6577 | 0.17248 | 0.3268 | 0
23.6422 | 41.0364 | 0.1206 | 0.23343 | 0
34.4608 | 45.8751 | 4.7849 | 9.4771 | 0
31.5677 | 56.3665 | 0.59005 | 1.1983 | 0
16.5123 | 19.856 | 0.19063 | 0.21786 | 0
21.2112 | 31.0094 | 0.44594 | 0.4902 | 0
18.6644 | 35.2319 | 0.0038904 | 0 | 0
22.7964 | 38.8889 | 0.7943 | 1.5251 | 0
51.7102 | 67.9158 | 18.7609 | 36.9281 | 0.22876
23.6325 | 29.0694 | 1.8188 | 3.268 | 0.011671
54.7431 | 75.115 | 28.2816 | 37.3638 | 1.7747
21.9499 | 24.3355 | 0.67266 | 1.3072 | 0
29.3164 | 46.3108 | 1.6449 | 3.3333 | 0
41.316 | 63.6347 | 5.0551 | 9.232 | 0
29.7249 | 32.3802 | 3.4552 | 4.9837 | 0
35.9523 | 47.664 | 6.0548 | 10.9477 | 0.031772
28.4484 | 32.4165 | 5.2083 | 11.0294 | 0.33701
52.2277 | 69.3682 | 15.4602 | 31.1765 | 0.1634
19.1449 | 30.112 | 0.41044 | 0.98039 | 0
16.8382 | 36.7538 | 0 | 0 | 0
12.0552 | 17.4776 | 0.17248 | 0.43573 | 0
22.6443 | 29.6151 | 1.3399 | 3.0065 | 0.0081699
34.8526 | 45.6738 | 6.4893 | 13.352 | 0.054466
21.122 | 31.7938 | 0.89325 | 2.0915 | 0.0081699
49.8945 | 74.537 | 9.0244 | 17.5654 | 0.05787
39.5561 | 52.1665 | 12.3048 | 25.0545 | 0.19971
25.7178 | 44.6312 | 1.8441 | 4.0149 | 0.070028
8.7827 | 12.4788 | 0 | 0 | 0
10.8913 | 18.9698 | 0 | 0 | 0
38.2742 | 67.8338 | 1.1049 | 1.634 | 0
36.6068 | 49.5861 | 7.7424 | 15.8824 | 0.076253
17.9248 | 27.7052 | 0.23693 | 0.52288 | 0
16.5359 | 21.7211 | 0.068083 | 0.19608 | 0
61.3671 | 78.4895 | 31.8627 | 43.7255 | 4.5724
17.612 | 21.2989 | 0.31318 | 0.3268 | 0
18.5968 | 30.5828 | 0.11914 | 0.2451 | 0
41.5741 | 58.0465 | 9.5643 | 18.5621 | 0.065359
33.5539 | 48.7872 | 3.4205 | 5.9477 | 0
53.4995 | 71.4355 | 22.018 | 32.8976 | 1.1665
55.945 | 73.1881 | 23.0556 | 31.3072 | 1.6639
8.3435 | 15.4684 | 0 | 0 | 0
14.8148 | 21.8833 | 0.39034 | 0.76253 | 0
6.4679 | 15.3958 | 0 | 0 | 0
33.6692 | 55.6766 | 2.165 | 4.902 | 0
14.5561 | 22.4159 | 0.33134 | 0.76253 | 0
51.516 | 70.8666 | 16.5714 | 28.6492 | 0.41304
25.8624 | 41.8906 | 1.2936 | 2.3965 | 0
30.9958 | 33.0792 | 6.6494 | 13.9434 | 0.3041
39.9183 | 64.1322 | 2.1569 | 4.5098 | 0
47.2472 | 73.481 | 6.7334 | 14.0523 | 0
17.2283 | 20.3704 | 0.66721 | 1.4706 | 0
33.734 | 51.5666 | 3.2077 | 7.1895 | 0
18.9452 | 23.3721 | 1.2119 | 2.0697 | 0
55.0949 | 79.327 | 18.3642 | 30.4466 | 0.031772
47.9257 | 66.7151 | 12.7315 | 20.5882 | 0.19517
52.4973 | 73.4713 | 15.6182 | 26.2092 | 0.49292
12.598 | 19.5497 | 0.0027233 | 0 | 0
10.7707 | 13.7013 | 0.013617 | 0 | 0
33.8598 | 53.8974 | 3.8353 | 6.427 | 0
21.8183 | 28.8913 | 1.0939 | 1.7429 | 0
38.2693 | 57.126 | 6.4372 | 11.4379 | 0.013617
24.5234 | 54.5389 | 0.095316 | 0.21786 | 0
10.3452 | 13.6529 | 0 | 0 | 0
51.2697 | 71.4415 | 14.7672 | 25.9804 | 0.054466
33.557 | 52.521 | 3.0248 | 5.1821 | 0.0058357
32.3529 | 53.9683 | 0.88313 | 1.6807 | 0
28.4144 | 39.6333 | 1.12 | 2.2876 | 0
30.9504 | 53.5688 | 1.9238 | 3.9683 | 0
21.092 | 29.5842 | 0.47318 | 0.81699 | 0
12.4637 | 19.6926 | 0.018155 | 0 | 0
34.9651 | 56.0579 | 3.2135 | 6.5904 | 0
46.9454 | 63.665 | 12.9493 | 20.8061 | 0.18609
47.9734 | 68.5306 | 11.2518 | 19.8257 | 0.15432
17.7991 | 24.9213 | 0.21106 | 0.59913 | 0
26.3344 | 43.6638 | 1.5205 | 3.3769 | 0.024964
23.3361 | 25.1997 | 1.1438 | 1.8954 | 0
56.3113 | 77.5327 | 24.823 | 34.4771 | 0.43233
37.6148 | 64.431 | 1.8869 | 3.8282 | 0
45.8106 | 65.7468 | 11.801 | 24.0741 | 0.0090777
45.1117 | 60.3486 | 16.8119 | 30.719 | 0.57643
39.2484 | 63.9216 | 2.8377 | 5.098 | 0
43.0862 | 64.7331 | 8.1529 | 13.8889 | 0.061275
26.1336 | 49.4099 | 0.31999 | 0.65359 | 0
26.0791 | 37.5 | 1.5931 | 3.268 | 0
45.0946 | 66.2945 | 8.3163 | 16.4216 | 0
39.2838 | 54.3845 | 9.0448 | 18.6275 | 0.26552
21.8614 | 30.3377 | 0.76253 | 1.634 | 0
37.1528 | 47.3856 | 10.849 | 23.6111 | 0.22127
33.159 | 50.472 | 5.2751 | 11.1765 | 0.019063
8.7623 | 14.7664 | 0 | 0 | 0
11.9304 | 23.1058 | 0 | 0 | 0
25.2417 | 37.9811 | 2.3046 | 4.6569 | 0.027233
36.7193 | 43.0646 | 7.943 | 15.9041 | 0.086238
20.7575 | 25.319 | 0.85395 | 1.4006 | 0
17.1796 | 22.7124 | 0.37899 | 0.87146 | 0
9.0005 | 20.4521 | 0.04085 | 0.081699 | 0
12.4274 | 17.4413 | 0.095316 | 0.21786 | 0
57.2122 | 74.413 | 32.3393 | 40.4139 | 3.504
9.9673 | 22.9726 | 0 | 0 | 0
42.4346 | 68.671 | 6.1901 | 12.2222 | 0
19.886 | 27.6533 | 0.41822 | 0.88702 | 0
13.8934 | 14.2762 | 0.20652 | 0.38126 | 0
49.8502 | 73.1209 | 11.7341 | 24.2647 | 0
18.3882 | 24.1519 | 0.4085 | 0.70028 | 0
22.9847 | 33.9597 | 0.75572 | 1.3072 | 0
28.5566 | 44.1757 | 2.0479 | 4.4444 | 0.010893
10.5733 | 14.3065 | 0.0068083 | 0 | 0
45.9423 | 67.3656 | 7.7921 | 14.6242 | 0
12.9521 | 23.4931 | 0 | 0 | 0
35.5489 | 35.8751 | 4.7522 | 9.8039 | 0.0077809
43.4936 | 72.0104 | 2.2694 | 4.1939 | 0
45.3931 | 57.0322 | 15.9813 | 29.6296 | 1.3117
36.8795 | 54.2017 | 6.2286 | 13.8655 | 0
11.4651 | 16.2915 | 0 | 0 | 0
40.0871 | 60.7752 | 6.0458 | 12.1732 | 0.12595
13.8651 | 26.9245 | 0.10212 | 0.3268 | 0
28.9332 | 26.564 | 2.5191 | 4.5285 | 0.015562
35.6291 | 48.9325 | 5.4466 | 10.9804 | 0.070806
27.8232 | 39.8451 | 3.1182 | 5.8824 | 0.027233
11.6246 | 27.3472 | 0 | 0 | 0
29.759 | 55.7311 | 0.73076 | 1.634 | 0
17.8595 | 24.8947 | 0.065359 | 0.13072 | 0
9.0387 | 12.7306 | 0 | 0 | 0
17.2444 | 29.9357 | 0.08948 | 0.18674 | 0
38.637 | 59.3985 | 4.7522 | 9.5861 | 0.0068083
47.9031 | 66.2794 | 13.5689 | 23.366 | 0.10439
11.0917 | 22.1029 | 0.073918 | 0.18674 | 0
22.4469 | 25.4841 | 0.28595 | 0.54466 | 0
23.9311 | 24.6278 | 2.6995 | 5.5556 | 0.12936
16.467 | 23.7715 | 0.12709 | 0.21786 | 0
21.344 | 27.6507 | 0.75572 | 1.3072 | 0
21.8028 | 35.2433 | 0.22331 | 0.39216 | 0
22.6661 | 29.695 | 1.7347 | 3.7908 | 0.021786
12.1868 | 20.2372 | 0.090777 | 0.21786 | 0
16.5464 | 23.9046 | 0.5197 | 0.92593 | 0
21.3535 | 26.7175 | 2.4946 | 5.4248 | 0.081699
22.6871 | 29.2146 | 0.58357 | 0.98039 | 0
31.3099 | 38.4241 | 5.0817 | 9.281 | 0.046296
18.228 | 25.3571 | 0.4085 | 0.76253 | 0
25.9065 | 60.193 | 0 | 0 | 0
20.4015 | 29.5881 | 0.37737 | 0.70028 | 0
29.7767 | 43.6311 | 3.1999 | 6.4052 | 0
17.2159 | 26.8579 | 0.059005 | 0.1634 | 0
26.6306 | 35.4031 | 1.9438 | 3.1046 | 0
61.0321 | 79.1721 | 35.4031 | 44.3137 | 4.5942
18.6955 | 18.337 | 0.37219 | 0.76253 | 0
19.4853 | 39.5062 | 0.1634 | 0.43573 | 0
18.3532 | 45.2744 | 0 | 0 | 0
54.4857 | 77.1553 | 13.4337 | 26.8908 | 0.083645
39.5542 | 64.4828 | 3.3536 | 6.9094 | 0
51.8655 | 69.8529 | 20.0674 | 31.4542 | 0.15659
18.7908 | 26.8337 | 0.068083 | 0.1634 | 0
16.5714 | 29.6569 | 0.13617 | 0.3268 | 0
13.848 | 24.5824 | 0.019452 | 0 | 0
55.2424 | 71.7502 | 29.035 | 35.8388 | 1.9018
21.3799 | 31.4919 | 0.56606 | 1.1204 | 0
29.4027 | 30.8763 | 4.7431 | 9.695 | 0.081699
14.2906 | 26.5341 | 0.14297 | 0.3268 | 0
25.5537 | 25.8291 | 2.9344 | 6.2092 | 0
62.5102 | 78.976 | 36.9281 | 45.9967 | 9.7154
8.3572 | 12.2095 | 0 | 0 | 0
10.817 | 15.9259 | 0.013617 | 0 | 0
44.1013 | 66.8337 | 6.1629 | 14.0523 | 0
12.7133 | 14.6696 | 0.1634 | 0.43573 | 0
15.5047 | 16.4004 | 0.38126 | 0.65359 | 0
41.7438 | 63.8344 | 3.3497 | 6.7538 | 0
32.6661 | 44.0208 | 5.2878 | 10.3486 | 0.049927
6.3135 | 13.7618 | 0.022694 | 0 | 0
12.3026 | 23.717 | 0.07943 | 0.21786 | 0
21.142 | 22.8758 | 0.71714 | 1.7429 | 0
20.6019 | 25.7153 | 0.19608 | 0.3268 | 0
42.2195 | 67.6035 | 4.4553 | 9.4771 | 0
35.209 | 50.7081 | 5.6849 | 11.8464 | 0.010212
17.7614 | 24.1757 | 0.19336 | 0.26144 | 0
30.9187 | 53.8247 | 1.28 | 2.7233 | 0
17.8377 | 30.4043 | 0.85784 | 1.5251 | 0
11.3222 | 15.2324 | 0.068083 | 0.1634 | 0
41.1138 | 60.3994 | 9.0714 | 16.1438 | 0.21242
26.5863 | 44.6805 | 1.0315 | 2.2059 | 0
10.0054 | 19.3028 | 0 | 0 | 0
8.1109 | 15.2263 | 0 | 0 | 0
26.4161 | 44.5897 | 2.502 | 4.6569 | 0.0068083
19.7304 | 22.1193 | 0.17248 | 0.27233 | 0
19.1527 | 31.3466 | 0.33263 | 0.60691 | 0
20.4085 | 25.2142 | 0.81972 | 1.1765 | 0
44.4581 | 65.9858 | 4.9769 | 9.8039 | 0
43.1146 | 60.9175 | 7.6139 | 14.0523 | 0.061275
15.9087 | 22.1375 | 0.16567 | 0.3268 | 0
38.8253 | 47.0951 | 13.7164 | 28.3224 | 0.64452
40.5404 | 70.1784 | 1.1555 | 2.1008 | 0
13.0447 | 24.2919 | 0.2451 | 0.43573 | 0
17.0479 | 27.2997 | 0.36538 | 0.65359 | 0
36.0508 | 55.3844 | 4.8494 | 10.5976 | 0.14978
29.5561 | 59.2229 | 0.05719 | 0.13072 | 0
21.8954 | 23.9561 | 0.70806 | 1.2255 | 0
20.9718 | 27.9472 | 0.41077 | 0.87146 | 0
33.9325 | 59.1624 | 0.42665 | 0.76253 | 0
42.4383 | 65.8799 | 3.9034 | 7.6253 | 0
61.1574 | 80.9877 | 33.5757 | 41.8301 | 2.6062
20.384 | 36.3834 | 1.1608 | 2.2876 | 0
27.3638 | 41.8228 | 1.841 | 3.4641 | 0
7.3938 | 15.3595 | 0 | 0 | 0
54.0396 | 74.5219 | 21.6412 | 36.4924 | 0.59459
20.6609 | 19.0632 | 0.91685 | 1.9608 | 0
36.3766 | 55.5071 | 5.6282 | 10.6754 | 0.088508
21.1913 | 21.579 | 0.45518 | 0.46685 | 0
26.0258 | 39.3125 | 2.0062 | 4.1394 | 0
10.6987 | 19.1825 | 0.021397 | 0 | 0
24.5234 | 28.1928 | 0.89675 | 1.4472 | 0
32.4778 | 52.9351 | 2.9139 | 6.1002 | 0
18.4187 | 18.4096 | 0.44708 | 0.81699 | 0
14.7448 | 24.2556 | 0.035014 | 0.093371 | 0
15.3595 | 25.2723 | 0.07716 | 0.21786 | 0
25.0054 | 47.7415 | 0.35675 | 0.65359 | 0
52.3502 | 69.2593 | 18.652 | 31.2418 | 1.1819
42.284 | 61.099 | 10.807 | 21.1329 | 0.20425
29.2665 | 53.2559 | 1.0303 | 1.7429 | 0
18.2972 | 24.1376 | 1.1166 | 2.6144 | 0
22.3153 | 40.9283 | 0.20198 | 0.4902 | 0
30.0245 | 54.3755 | 0.74891 | 1.5523 | 0
19.2266 | 36.2654 | 0.28935 | 0.4902 | 0
38.3987 | 60.1089 | 3.3361 | 5.817 | 0
36.0067 | 59.9492 | 1.7656 | 3.7037 | 0
43.4232 | 70.7395 | 7.387 | 13.2898 | 0.072622
13.5076 | 17.756 | 0.27233 | 0.65359 | 0
51.811 | 72.3778 | 15.7057 | 28.2913 | 0.7314
30.8483 | 55.1561 | 1.5523 | 2.9412 | 0
36.4379 | 43.2371 | 9.6746 | 20.5882 | 0.18042
12.8976 | 22.8758 | 0.10349 | 0.26144 | 0
12.5454 | 17.0298 | 0.32453 | 0.59913 | 0
21.3201 | 37.2367 | 0.62296 | 1.0621 | 0
63.524 | 84.321 | 32.9385 | 38.1699 | 2.5136
52.0016 | 69.4263 | 19.5806 | 33.1155 | 1.5001
23.9476 | 42.5718 | 0.47269 | 0.98039 | 0
11.8918 | 21.5444 | 0.15886 | 0.43573 | 0
26.6912 | 55.7371 | 0.29684 | 0.52288 | 0
23.848 | 38.5984 | 1.3617 | 2.8758 | 0.0054466
55.1937 | 72.3415 | 19.8763 | 31.5126 | 0.87924
24.5954 | 24.6914 | 2.5813 | 5.042 | 0.025288
9.5679 | 13.9434 | 0 | 0 | 0
6.6687 | 14.3337 | 0 | 0 | 0
5.7564 | 12.3457 | 0 | 0 | 0
21.4415 | 24.3282 | 1.3775 | 2.6144 | 0.0068083
11.3834 | 23.8406 | 0.0058357 | 0 | 0
22.0783 | 29.059 | 0.21786 | 0.37348 | 0
44.1245 | 64.9601 | 7.8386 | 14.488 | 0.027233
20.0436 | 32.362 | 0.43573 | 0.98039 | 0
20.8687 | 37.7415 | 0.01634 | 0 | 0
12.9403 | 20.5701 | 0.10666 | 0.10893 | 0
15.7714 | 16.3308 | 0.4085 | 0.81699 | 0
45.6836 | 62.3747 | 13.5948 | 27.1242 | 0.63725
46.9499 | 68.7001 | 6.5723 | 12.3094 | 0
18.2303 | 28.9458 | 0.083969 | 0.27233 | 0
6.6721 | 17.1906 | 0 | 0 | 0
28.8068 | 26.6418 | 2.8673 | 4.902 | 0
34.5282 | 57.0261 | 1.5114 | 2.6144 | 0
52.9801 | 76.0297 | 16.4391 | 26.8441 | 0.077809
41.4488 | 71.1753 | 1.8246 | 3.5948 | 0
13.9207 | 19.16 | 0.059005 | 0 | 0
37.677 | 62.4546 | 6.1184 | 10.8932 | 0.17702
19.9055 | 39.3869 | 0.16729 | 0.28011 | 0
23.1618 | 35.5224 | 0.37543 | 0.51354 | 0
20.1 | 25.4228 | 0.41822 | 0.65359 | 0
33.3197 | 43.5488 | 4.7068 | 8.061 | 0.0090777
35.8615 | 52.2997 | 4.1553 | 7.1351 | 0
32.032 | 42.3073 | 2.1864 | 4.0149 | 0
17.3747 | 21.6322 | 0.34722 | 0.65359 | 0
44.6705 | 61.4306 | 12.9112 | 24.3791 | 0.62364
33.6874 | 44.4354 | 6.267 | 13.5621 | 0.078295
22.5354 | 29.7991 | 1.4887 | 2.7233 | 0
23.1909 | 23.6435 | 1.6184 | 2.521 | 0.0019452
7.1941 | 17.2234 | 0 | 0 | 0
30.3173 | 44.5534 | 3.0433 | 5.5556 | 0.029503
10.0899 | 14.8366 | 0.04902 | 0.065359 | 0
45.9321 | 59.3137 | 15.9075 | 31.6176 | 0.93614
19.104 | 29.0487 | 0.21333 | 0.43573 | 0
60.6699 | 81.5904 | 34.104 | 41.3072 | 2.9276
34.1422 | 31.968 | 7.5654 | 16.732 | 0.04085
8.8054 | 20.6185 | 0 | 0 | 0
15.4847 | 26.7901 | 0.68627 | 1.4379 | 0
23.592 | 45.0763 | 0.35131 | 0.71895 | 0
18.5684 | 30.5979 | 1.457 | 3.159 | 0.0045389
31.6676 | 49.3706 | 2.0334 | 3.159 | 0
21.1465 | 40.3897 | 0.36992 | 0.4902 | 0
23.711 | 32.6071 | 1.5931 | 2.6144 | 0
39.4083 | 64.8719 | 1.4531 | 3.3613 | 0
19.7168 | 37.8964 | 0.029503 | 0.054466 | 0
31.285 | 29.6244 | 3.1046 | 6.3492 | 0.0077809
28.0773 | 44.8681 | 2.7052 | 5.7734 | 0.027233
22.1977 | 29.6442 | 0.74074 | 1.5686 | 0
26.1983 | 26.1438 | 1.8519 | 2.6144 | 0
19.2013 | 27.1086 | 0.57579 | 0.98039 | 0
29.6977 | 42.1465 | 2.381 | 5.5089 | 0
36.8386 | 54.902 | 4.8689 | 9.3838 | 0.017507
10.8592 | 19.8983 | 0.054466 | 0.081699 | 0
37.9153 | 48.711 | 10.192 | 22.7124 | 0.11234
19.5488 | 34.9431 | 0.45389 | 0.65359 | 0
17.4234 | 25.4539 | 0.1206 | 0.18674 | 0
21.0181 | 24.4372 | 0.33847 | 0.46685 | 0
30.4432 | 43.455 | 3.7139 | 7.9248 | 0.051062
31.604 | 57.0927 | 0.99628 | 1.5251 | 0
13.5122 | 17.4655 | 0.12709 | 0.3268 | 0
8.5716 | 18.6456 | 0.010212 | 0 | 0
17.2023 | 25.8412 | 0.20198 | 0.27233 | 0
18.9445 | 34.0336 | 0.24121 | 0.42017 | 0
27.5109 | 42.5054 | 1.2037 | 2.3529 | 0
45.7983 | 67.1076 | 6.6352 | 11.9981 | 0
25.0195 | 29.142 | 1.1808 | 1.9141 | 0
11.2473 | 23.9198 | 0.10553 | 0.2451 | 0
25.0363 | 46.3084 | 0.94862 | 1.9608 | 0
26.221 | 39.3004 | 0.94862 | 2.1242 | 0
35.226 | 57.3227 | 2.8867 | 5.2288 | 0
39.97 | 70.7771 | 1.3426 | 2.4837 | 0
48.2208 | 60.8206 | 20.6745 | 37.146 | 2.2377
32.3238 | 50.1349 | 2.8945 | 4.9486 | 0.0038904
16.762 | 21.6412 | 0.43573 | 0.71895 | 0
46.2146 | 62.1218 | 12.0484 | 22.549 | 0.43346
8.1291 | 13.6045 | 0.0090777 | 0 | 0
19.087 | 27.7687 | 1.2868 | 2.9412 | 0.023829
22.4333 | 30.9731 | 0.33361 | 0.73529 | 0
21.2788 | 30.3922 | 0.82866 | 1.3539 | 0
62.3599 | 80.9679 | 30.7968 | 38.7955 | 1.9627
41.9063 | 56.732 | 11.7593 | 25.7516 | 0.15795
49.6664 | 70.0436 | 12.4296 | 22.3856 | 0.14978
25.5528 | 34.1757 | 2.1432 | 4.0523 | 0.010893
23.7527 | 26.594 | 0.71623 | 1.0458 | 0
24.9955 | 31.0579 | 1.8428 | 3.4858 | 0
26.5012 | 38.7709 | 1.8723 | 3.1046 | 0
52.5735 | 78.2438 | 9.493 | 20.5338 | 0
24.9825 | 28.5196 | 1.4122 | 2.6144 | 0.038904
33.4209 | 62.1019 | 0.75086 | 1.3539 | 0
21.6435 | 41.3701 | 0.020425 | 0.054466 | 0
23.7142 | 36.565 | 0.068083 | 0.046685 | 0
52.9071 | 69.5897 | 21.7729 | 31.2908 | 1.0349
25.0381 | 39.281 | 0.6781 | 1.2418 | 0
38.5022 | 63.6674 | 1.5005 | 3.268 | 0
19.0387 | 35.7008 | 0.13617 | 0.26144 | 0
26.5169 | 37.6543 | 2.0861 | 4.0523 | 0.010893
23.0509 | 24.6084 | 1.1769 | 2.5677 | 0
36.3173 | 52.4121 | 4.8066 | 9.3371 | 0
40.3413 | 62.6725 | 6.3226 | 12.3094 | 0.15432
16.2616 | 20.2524 | 1.0757 | 2.2059 | 0.013617
24.4281 | 42.9267 | 0.43301 | 0.91503 | 0
18.5866 | 25.5507 | 0.04085 | 0 | 0
24.7923 | 36.1111 | 0.72508 | 1.3889 | 0
57.4946 | 79.1866 | 27.5735 | 37.1895 | 0.50109
15.3413 | 16.7151 | 0.44254 | 0.70806 | 0
19.163 | 39.7422 | 0.018155 | 0 | 0
37.7723 | 65.5168 | 1.0757 | 1.634 | 0
7.0343 | 15.4321 | 0.065359 | 0.13072 | 0
17.402 | 24.2774 | 0.17974 | 0.26144 | 0
14.0727 | 18.2553 | 0.20425 | 0.4085 | 0
14.783 | 26.7853 | 0.029503 | 0.054466 | 0
56.748 | 78.2135 | 20.9812 | 27.8245 | 0.16729
31.9635 | 54.2919 | 1.5468 | 2.6144 | 0
54.5421 | 76.9426 | 18.8901 | 31.6993 | 0.0058357
12.6556 | 26.9893 | 0.087535 | 0.18674 | 0
53.8126 | 74.7186 | 16.7041 | 28.1863 | 0.010212
15.9567 | 23.3997 | 0.2451 | 0.60691 | 0
45.0878 | 67.3929 | 5.8313 | 12.0915 | 0
36.5577 | 62.3747 | 2.402 | 4.1176 | 0
39.8194 | 57.6858 | 7.3484 | 14.3791 | 0.027233
46.9329 | 70.5156 | 8.4967 | 16.7484 | 0
27.3938 | 42.52 | 2.244 | 4.8366 | 0.010893
26.4725 | 36.9125 | 0.84423 | 1.7274 | 0
23.4069 | 27.4717 | 0.76253 | 1.1671 | 0
16.4924 | 21.7211 | 0.27778 | 0.52288 | 0
46.3974 | 70.0591 | 7.5728 | 14.4725 | 0.0058357
20.974 | 24.183 | 0.36311 | 0.54466 | 0
53.2373 | 72.4492 | 19.7202 | 29.8203 | 0.84423
59.5044 | 78.4106 | 24.7802 | 34.9673 | 0.99206
46.4986 | 66.3554 | 9.9031 | 18.8142 | 0.095316
34.0913 | 47.3554 | 3.8739 | 8.0065 | 0.015886
21.9703 | 21.4869 | 1.1438 | 1.7974 | 0
12.6525 | 16.427 | 0.13889 | 0.26144 | 0
18.2131 | 23.9755 | 0.11477 | 0.18674 | 0
39.6219 | 64.8995 | 2.2036 | 4.4118 | 0
13.673 | 18.1917 | 0.038904 | 0 | 0
37.933 | 62.3239 | 3.6329 | 6.7974 | 0
18.5367 | 17.9496 | 0.42665 | 0.65359 | 0
23.5998 | 50.2663 | 0.020425 | 0 | 0
37.1242 | 62.2731 | 0.91776 | 1.634 | 0
11.7012 | 22.198 | 0.21333 | 0.54466 | 0
2.0697 | 15.2609 | 0 | 0 | 0
4.332 | 15.5773 | 0.0038904 | 0 | 0
39.0169 | 65.1416 | 2.2903 | 4.902 | 0
5.1652 | 13.8042 | 0 | 0 | 0
11.9262 | 16.7289 | 0.019452 | 0 | 0
16.7484 | 25.8715 | 0.34268 | 0.65359 | 0
22.7968 | 32.8903 | 0.81972 | 1.1765 | 0
8.6601 | 15.1658 | 0.13617 | 0.43573 | 0
44.87 | 69.0359 | 6.5666 | 10.7843 | 0
17.1569 | 28.9086 | 0.013617 | 0 | 0
63.6516 | 83.8054 | 35.7804 | 40.6162 | 6.0594
24.0173 | 37.8782 | 0.56736 | 0.98039 | 0
38.7981 | 55.023 | 8.5512 | 16.7756 | 0.20879
52.485 | 73.9561 | 19.2368 | 27.2059 | 0.36424
53.6683 | 72.3602 | 19.4063 | 28.7582 | 0.58279
13.3056 | 18.93 | 0.1929 | 0.27233 | 0
16.9458 | 31.3968 | 0.024964 | 0 | 0
27.7564 | 35.8751 | 2.1203 | 4.3884 | 0.033069
49.0196 | 60.9901 | 19.8234 | 35.1307 | 2.0516
16.6394 | 22.5399 | 1.1642 | 3.0229 | 0
8.5149 | 17.3082 | 0 | 0 | 0
21.7554 | 31.2325 | 0.33458 | 0.46685 | 0
14.881 | 21.3404 | 0.11671 | 0.093371 | 0
29.9746 | 53.5948 | 0.20425 | 0.43573 | 0
11.9281 | 20.8878 | 0 | 0 | 0
9.5271 | 17.8649 | 0.19517 | 0.43573 | 0
11.4175 | 18.3279 | 0.0034041 | 0 | 0
30.1089 | 38.3588 | 2.402 | 4.3137 | 0
53.7173 | 75.1924 | 23.0147 | 29.9346 | 0.2451
16.2275 | 18.9906 | 0.27233 | 0.4902 | 0
7.4619 | 12.031 | 0 | 0 | 0
38.789 | 49.9032 | 10.2124 | 22.0588 | 0.049927
36.3834 | 59.695 | 2.2277 | 4.183 | 0
38.6347 | 63.2292 | 4.7204 | 9.4771 | 0
21.4052 | 29.7991 | 1.8246 | 4.0305 | 0
133.0818
#DIV/0!

## R2
Overheating Hours - CIBSE Guide A | Night Overheatina Hours - CIBSE TM59 | Hours of Exceedance - CIBSE TM52 | Davs of Exceedance - CIBSE TM52 | Hours of Exceedance Upper Limit Temperature - CIBSE TM52
44.6623 | 54.4444 | 7.5463 | 14.2484 | 0.25054
36.4161 | 45.5338 | 7.2195 | 12.9412 | 1.0349
73.9277 | 83.6964 | 37.1221 | 58.7418 | 11.3256
55.7428 | 65.0871 | 16.4522 | 30.1471 | 1.9812
67.4646 | 80.1452 | 29.0251 | 47.0588 | 6.841
85.4244 | 93.9153 | 47.798 | 65.733 | 13.6749
63.5675 | 75.9477 | 22.4537 | 39.9346 | 3.9788
55.5147 | 73.5839 | 16.0199 | 26.0893 | 2.342
58.9869 | 70.6463 | 19.842 | 34.0523 | 4.1258
56.5677 | 69.2024 | 16.6871 | 26.1983 | 2.9571
60.61 | 75.345 | 18.4205 | 29.8693 | 1.9308
79.9136 | 91.1142 | 56.0263 | 64.9393 | 21.2885
74.5132 | 85.049 | 39.3587 | 59.1503 | 12.9221
51.9588 | 60.9918 | 16.4469 | 28.8982 | 3.054
79.4833 | 87.5363 | 54.9258 | 65.768 | 22.7362
74.1993 | 88.8962 | 44.4444 | 53.4641 | 11.9199
67.4746 | 79.0729 | 25.8488 | 44.3355 | 5.7416
56.0026 | 70.0799 | 16.678 | 27.7233 | 2.8663
81.1592 | 92.7318 | 35.7503 | 52.2876 | 8.3696
75.3793 | 87.4935 | 43.0594 | 54.3884 | 12.7393
73.4613 | 82.3094 | 39.0714 | 62.0261 | 12.0588
69.0518 | 84.7374 | 25.5152 | 38.8889 | 5.4149
71.6966 | 82.3675 | 31.3644 | 42.9412 | 8.2271
77.5735 | 90.4956 | 42.0207 | 52.7778 | 14.2361
46.8784 | 58.7781 | 9.889 | 17.8105 | 0.72849
52.095 | 66.3814 | 11.4399 | 19.5145 | 0.81505
73.829 | 83.5996 | 35.8161 | 59.3682 | 9.8538
52.3874 | 59.465 | 14.8103 | 26.6885 | 2.0198
62.6861 | 71.2902 | 26.3299 | 47.0588 | 7.2122
73.6043 | 88.0053 | 34.2207 | 46.6231 | 9.7154
54.3242 | 64.7785 | 14.6553 | 27.591 | 1.5601
83.4092 | 94.7194 | 58.5142 | 67.5537 | 20.7419
83.6329 | 94.1612 | 62.3393 | 70.8497 | 26.2936
45.3318 | 59.5618 | 9.6814 | 18.7364 | 0.77841
59.215 | 65.532 | 25.3608 | 47.4673 | 6.0764
75.4684 | 89.114 | 32.6471 | 47.3856 | 8.0937
68.1236 | 78.4677 | 31.5394 | 53.1046 | 9.4295
60.1152 | 70.1784 | 23.2804 | 39.5892 | 5.2832
75.5583 | 83.4695 | 46.4495 | 61.1111 | 14.1136
65.802 | 77.8776 | 25.3064 | 41.4216 | 6.1921
50.5447 | 59.6708 | 13.0106 | 23.7473 | 1.8065
77.3965 | 88.6347 | 49.1217 | 60.9477 | 19.8155
79.4779 | 88.7488 | 53.3069 | 65.3128 | 20.17
75.7444 | 86.4803 | 45.2977 | 57.1895 | 15.8224
60.285 | 69.9225 | 23.2208 | 39.7603 | 5.8143
59.2456 | 71.9317 | 20.7562 | 33.2244 | 4.6659
82.6843 | 90.184 | 60.6186 | 71.732 | 27.948
77.9503 | 88.6831 | 48.8971 | 60.1307 | 16.3081
49.9047 | 55.7129 | 13.8798 | 24.2919 | 1.7111
72.6897 | 82.7524 | 34.5089 | 45.5338 | 10.2987
54.7304 | 71.0094 | 11.8519 | 20.3268 | 1.4651
56.7402 | 66.9935 | 18.4958 | 30.1743 | 3.2907
79.3006 | 89.2702 | 53.3043 | 63.4532 | 20.1457
59.5588 | 69.7272 | 21.2807 | 37.3483 | 3.0073
58.0304 | 73.9198 | 15.5739 | 24.4281 | 1.8348
68.2559 | 83.7587 | 23.578 | 36.6947 | 4.7074
79.2756 | 89.6514 | 52.4821 | 61.8581 | 17.6685
71.6412 | 86.1777 | 28.622 | 44.3355 | 6.9081
57.2059 | 69.9274 | 19.6106 | 31.634 | 4.2266
60.1171 | 71.6897 | 19.5352 | 32.4619 | 3.5085
88.6411 | 96.4415 | 70.4847 | 79.5425 | 36.5251
74.6678 | 83.3043 | 42.3448 | 58.7582 | 12.1541
66.1765 | 80.1138 | 28.2816 | 42.2658 | 7.7024
57.657 | 66.7514 | 21.4506 | 37.6906 | 4.7658
82.3121 | 92.2762 | 55.9251 | 68.254 | 20.6524
73.5498 | 87.9327 | 33.4014 | 42.8105 | 9.198
79.5752 | 90.9707 | 43.7908 | 63.3987 | 13.9343
72.0747 | 82.008 | 40.6772 | 52.8867 | 11.9349
59.8947 | 74.2556 | 18.2326 | 30.1743 | 3.0274
84.3342 | 93.346 | 59.6507 | 69.8529 | 24.9217
71.2055 | 84.6526 | 30.5102 | 49.6732 | 7.303
57.7569 | 65.4563 | 21.909 | 39.9782 | 5.0903
64.1476 | 74.5461 | 23.1516 | 31.4542 | 4.8611
66.4488 | 81.6146 | 15.0667 | 24.7821 | 1.3617
74.8911 | 88.9874 | 40.3614 | 51.3539 | 10.9341
71.7116 | 85.7208 | 29.6773 | 42.6471 | 8.0031
59.6564 | 66.2188 | 26.0371 | 46.9499 | 7.3166
53.7119 | 61.9826 | 16.4897 | 29.085 | 2.8159
54.7964 | 61.8736 | 19.3219 | 36.1928 | 3.639
51.4064 | 63.3001 | 12.6206 | 22.1289 | 1.2663
54.0328 | 69.9467 | 13.8707 | 22.3856 | 2.0788
48.6429 | 61.4016 | 10.9341 | 19.4989 | 0.79884
75.1248 | 83.5149 | 45.2977 | 57.6797 | 13.9956
87.5681 | 96.6322 | 63.637 | 72.7941 | 25.8136
52.0833 | 60.581 | 16.6721 | 28.1699 | 3.6193
58.9971 | 68.6456 | 21.1499 | 36.1928 | 4.5037
54.3618 | 64.016 | 15.65 | 29.9564 | 2.5599
75.0227 | 89.1068 | 34.6133 | 49.4553 | 9.8811
74.3509 | 83.1639 | 39.3745 | 64.1612 | 12.8223
69.3537 | 80.9852 | 24.4463 | 31.9172 | 3.2907
52.3318 | 60.4303 | 15.8837 | 27.451 | 2.6995
66.3081 | 81.1305 | 26.9699 | 41.7211 | 6.2818
44.8416 | 50.2844 | 8.7441 | 16.2854 | 0.38353
66.7756 | 80.9586 | 29.5942 | 46.3399 | 5.8905
59.9435 | 68.0919 | 23.9039 | 42.9739 | 6.2126
74.2034 | 87.1641 | 35.4144 | 49.0196 | 9.257
63.9116 | 75.7928 | 27.2308 | 42.4292 | 4.7794
80.6781 | 91.0191 | 53.9488 | 64.1612 | 21.4915
65.6273 | 74.4856 | 28.2589 | 49.1285 | 7.7841
81.4932 | 91.9027 | 46.485 | 67.0868 | 15.4315
88.9252 | 96.732 | 71.26 | 80.61 | 36.7556
55.8789 | 66.0948 | 20.1934 | 31.4542 | 4.7522
67.3148 | 77.3493 | 25.4385 | 42.0261 | 5.3649
61.565 | 69.6684 | 25.3268 | 46.732 | 7.0942
57.707 | 67.3112 | 20.0231 | 35.3758 | 4.3028
69.0523 | 83.6964 | 29.0441 | 45.4902 | 6.4679
70.4276 | 85.0399 | 27.726 | 42.8758 | 6.1656
58.7255 | 69.6805 | 15.738 | 28.4967 | 1.9308
73.6002 | 87.008 | 33.5049 | 50.719 | 8.9651
52.7097 | 60.8642 | 15.6127 | 28.5621 | 2.2658
79.094 | 87.4365 | 51.8882 | 66.6667 | 20.2251
80.8221 | 91.2232 | 46.983 | 70.4949 | 16.4041
81.0594 | 92.4716 | 54.0804 | 64.5969 | 19.5352
76.4343 | 84.0959 | 37.9607 | 64.9782 | 9.4204
58.9143 | 64.5606 | 24.2329 | 44.0087 | 6.0548
58.4218 | 69.6532 | 20.3772 | 36.6013 | 3.908
84.6386 | 93.9205 | 53.0501 | 71.6153 | 18.2248
50.0836 | 63.2171 | 11.6013 | 20.2614 | 1.0174
86.4992 | 95.1071 | 65.785 | 75.2451 | 29.7998
88.3715 | 96.1389 | 68.8453 | 79.1939 | 33.1382
58.6908 | 68.1736 | 18.3926 | 29.5752 | 2.6586
60.3395 | 72.658 | 23.0846 | 37.5817 | 5.728
64.218 | 78.2861 | 22.5581 | 38.78 | 3.597
65.4593 | 75.8775 | 28.9851 | 49.6732 | 6.9535
65.3894 | 74.8439 | 27.5517 | 45.6209 | 7.0643
78.6376 | 88.6866 | 39.4822 | 61.4846 | 11.3873
60.3369 | 70.749 | 19.0632 | 36.2278 | 2.3382
65.0381 | 82.3602 | 22.9194 | 33.2026 | 4.4581
80.4875 | 93.0949 | 53.9284 | 63.9978 | 17.9398
68.6547 | 78.9155 | 30.029 | 39.2157 | 7.2485
58.9007 | 70.8787 | 20.8356 | 34.9129 | 4.6591
78.3292 | 88.199 | 47.069 | 60.2124 | 17.3952
82.2331 | 91.5686 | 45.8524 | 67.9085 | 13.9243
72.6398 | 81.8083 | 35.6935 | 49.8911 | 10.9749
80.0449 | 91.703 | 44.887 | 64.2974 | 14.7331
51.2686 | 66.7393 | 11.7193 | 19.2266 | 1.1778
53.8898 | 63.3987 | 14.2611 | 24.3464 | 2.0221
55.0041 | 65.3776 | 18.3415 | 33.0065 | 2.9389
77.0221 | 89.9056 | 37.9902 | 54.085 | 10.8967
62.5082 | 75.8969 | 22.0969 | 37.5163 | 3.0664
69.7883 | 77.3693 | 36.6149 | 60.049 | 12.2141
71.4188 | 81.9463 | 37.3203 | 57.6471 | 11.2663
75.8783 | 85.1398 | 40.4173 | 66.4216 | 12.9187
64.872 | 76.3399 | 25.9858 | 42.6797 | 6.3181
78.0637 | 89.7967 | 44.39 | 55.5556 | 13.8889
54.8566 | 64.948 | 14.6196 | 22.549 | 1.6612
57.2259 | 66.5335 | 19.3582 | 35.8388 | 2.687
93.0808 | 98.2208 | 78.5675 | 87.395 | 45.6446
46.4542 | 57.1387 | 10.6863 | 18.6928 | 0.95044
57.5436 | 68.2135 | 19.4499 | 36.0131 | 3.4205
73.6714 | 81.9431 | 37.3171 | 62.5584 | 10.7298
72.6074 | 84.2152 | 36.3582 | 46.9655 | 9.5452
52.3693 | 60.9399 | 13.0933 | 22.5023 | 1.5815
41.8682 | 49.3319 | 7.4074 | 14.1176 | 0.19336
60.7162 | 75.2931 | 19.6215 | 30.8123 | 4.1608
65.6091 | 77.923 | 26.1529 | 44.1721 | 6.2886
66.6803 | 78.5984 | 28.829 | 47.8431 | 7.6879
44.8257 | 56.2672 | 9.1422 | 15.7516 | 0.84695
55.2042 | 70.9877 | 14.0523 | 24.8366 | 1.5496
52.7739 | 61.0022 | 17.3047 | 33.38 | 2.2156
41.8301 | 55.374 | 6.3249 | 12.037 | 0.28595
52.4011 | 64.1491 | 15.0486 | 25.6536 | 2.6961
64.2872 | 78.4041 | 24.0298 | 36.1111 | 5.2594
51.5761 | 60.2306 | 14.3927 | 25.8987 | 1.8008
76.8001 | 88.0901 | 41.9962 | 56.2745 | 12.707
58.8008 | 71.7865 | 18.7046 | 28.7582 | 3.2816
65.5274 | 75.6839 | 28.3996 | 46.9499 | 7.909
49.5733 | 61.6437 | 11.2246 | 20.3704 | 0.79884
75.5401 | 85.9235 | 42.9648 | 61.0022 | 15.0463
50.9225 | 60.4031 | 13.46 | 23.1209 | 1.8723
52.9431 | 64.5969 | 15.1202 | 27.3109 | 1.7993
61.1492 | 74.7785 | 20.8796 | 32.0261 | 4.3954
73.223 | 85.282 | 35.1216 | 52.2876 | 10.4462
52.2399 | 63.3442 | 14.808 | 24.9183 | 2.5735
73.863 | 85.9598 | 39.3745 | 58.3878 | 11.565
48.5411 | 54.0201 | 14.4141 | 29.3184 | 1.6476
85.6443 | 95.264 | 60.8096 | 70.4015 | 22.4459
81.4633 | 95.1525 | 45.2433 | 56.4815 | 13.4441
54.8066 | 62.9412 | 18.6111 | 34.7712 | 2.8159
71.395 | 84.8039 | 33.6431 | 43.6275 | 9.4703
46.8818 | 53.3224 | 10.3055 | 18.1917 | 0.74664
47.9745 | 56.8537 | 12.0915 | 20.8333 | 1.4331
84.8039 | 93.694 | 51.6113 | 74.5098 | 19.2039
51.1234 | 59.0959 | 15.7884 | 27.2059 | 3.0603
69.5125 | 79.3512 | 35.2646 | 55.5011 | 10.3985
61.1967 | 70.0228 | 25.4532 | 43.5107 | 6.818
85.8898 | 93.7001 | 70.5065 | 76.8791 | 35.9579
66.6349 | 80.955 | 23.332 | 38.9978 | 4.8293
82.8315 | 92.5407 | 47.5004 | 65.0327 | 15.7174
80.9255 | 93.0828 | 45.654 | 57.8976 | 13.6983
69.5942 | 85.9235 | 26.5886 | 41.939 | 4.2121
80.8721 | 91.5487 | 44.921 | 63.1536 | 14.3178
86.1411 | 94.0741 | 65.4085 | 75.2288 | 32.0398
76.828 | 89.3519 | 47.2256 | 57.4346 | 14.2293
72.0705 | 82.0573 | 34.693 | 58.4034 | 9.6522
51.6554 | 62.714 | 13.8091 | 22.7824 | 1.8032
60.0422 | 70.4611 | 21.4052 | 37.1732 | 4.9564
70.2342 | 82.2168 | 33.3674 | 52.2876 | 8.6193
43.8272 | 49.8305 | 9.4227 | 17.9739 | 0.97131
68.228 | 76.398 | 32.9884 | 55.61 | 9.8039
79.823 | 91.8301 | 45.7244 | 55.7516 | 15.0953
89.1658 | 96.3326 | 73.2616 | 83.1155 | 41.2082
55.6055 | 57.9521 | 22.7487 | 44.3355 | 4.2347
59.4336 | 72.5345 | 19.9401 | 32.549 | 3.8126
50.3722 | 65.9405 | 11.801 | 20.4793 | 1.457
84.5248 | 95.0436 | 63.3102 | 71.6231 | 26.0734
60.192 | 70.8787 | 20.3499 | 33.3878 | 3.858
55.8061 | 65.0399 | 18.4532 | 34.4444 | 3.0801
66.0349 | 82.4328 | 23.8371 | 34.902 | 5.6318
50.8987 | 64.6091 | 12.0575 | 22.0588 | 1.4797
63.8027 | 77.0879 | 23.6338 | 42.0479 | 3.9851
47.7839 | 64.0886 | 7.9078 | 14.6242 | 0.33361
80.3513 | 90.2082 | 47.49 | 69.281 | 17.0025
51.491 | 63.435 | 15.507 | 26.1438 | 2.6166
74.1585 | 86.2672 | 31.8464 | 48.7582 | 8.2898
68.287 | 86.2261 | 24.1058 | 32.0261 | 5.138
78.2952 | 89.948 | 44.6827 | 56.3725 | 15.2279
53.3588 | 68.5064 | 13.5734 | 21.732 | 1.7338
70.1548 | 81.7478 | 34.3841 | 55.2832 | 9.0028
41.4216 | 52.8841 | 7.3335 | 13.6788 | 0.25093
63.7618 | 73.2087 | 28.3837 | 48.3115 | 7.0443
89.3437 | 96.7611 | 63.7636 | 72.1569 | 25.1634
54.6541 | 62.8177 | 16.9744 | 29.7386 | 3.1699
62.6055 | 76.0076 | 19.9142 | 32.598 | 4.0305
71.8444 | 81.8264 | 33.6533 | 57.9248 | 8.9631
69.3015 | 81.4724 | 28.3565 | 49.7549 | 5.7292
76.6885 | 90.886 | 33.2162 | 50.8497 | 8.3306
47.4991 | 52.3905 | 13.1105 | 24.6187 | 1.4774
76.3017 | 87.175 | 51.6612 | 60.5882 | 18.6874
56.5178 | 71.266 | 15.3368 | 25.5991 | 2.4419
76.2482 | 88.0416 | 48.5839 | 59.3682 | 15.1325
76.5636 | 90.0932 | 42.3702 | 52.8867 | 11.9848
54.7576 | 65.1852 | 16.7021 | 28.3007 | 2.8404
70.0231 | 79.5691 | 28.2589 | 49.8911 | 6.2908
68.6247 | 78.504 | 32.805 | 53.3987 | 9.3301
76.5432 | 86.1898 | 52.5395 | 62.037 | 19.2175
47.977 | 55.8824 | 11.4418 | 21.662 | 1.1029
86.0113 | 94.1298 | 54.085 | 76.0349 | 20.6972
75.0182 | 85.8872 | 43.5321 | 57.2985 | 13.0129
86.2745 | 93.343 | 57.9385 | 78.5403 | 24.6959
62.1709 | 68.0041 | 27.8254 | 50.0545 | 7.2622
76.2609 | 82.7887 | 45.3704 | 76.9935 | 17.6225
73.4477 | 87.4292 | 34.1204 | 49.281 | 9.5071
85.5528 | 94.4444 | 61.0566 | 72.7669 | 25.6127
66.8954 | 86.87 | 19.3083 | 24.0523 | 1.6721
69.7032 | 81.3181 | 30.5147 | 50.0817 | 8.1053
57.7264 | 67.9064 | 18.1197 | 31.0924 | 3.4469
77.8232 | 87.267 | 46.033 | 62.4183 | 14.2202
92.0922 | 98.1481 | 75.7115 | 83.0065 | 38.688
65.1791 | 77.1242 | 26.685 | 41.7484 | 6.8525
79.9311 | 93.1217 | 48.5372 | 59.2437 | 14.4647
75.7807 | 91.7332 | 29.7295 | 44.8802 | 6.1411
49.5934 | 56.676 | 13.6321 | 23.2026 | 1.8655
30.7564 | 40.1507 | 2.5497 | 5.1471 | 0
74.5416 | 84.2956 | 42.6312 | 55.9913 | 14.6923
51.9977 | 65.2972 | 10.0121 | 18.5808 | 0.79171
61.6068 | 74.9964 | 19.9891 | 34.4444 | 3.6656
59.9151 | 68.2099 | 20.9559 | 35.1852 | 4.0396
75.7603 | 87.7935 | 44.9823 | 55.7734 | 12.8313
58.0678 | 69.505 | 19.6691 | 33.4967 | 4.4776
40.5065 | 48.6129 | 7.2495 | 13.5294 | 0.27778
47.6132 | 53.517 | 12.0876 | 22.4556 | 1.4725
63.6279 | 77.7415 | 23.8812 | 37.963 | 4.9496
70.6972 | 81.3725 | 33.6783 | 54.5752 | 9.7631
58.6828 | 65.5289 | 23.2026 | 43.3551 | 4.9428
82.8125 | 92.5835 | 48.0188 | 68.4641 | 16.0199
49.9144 | 64.3895 | 12.2821 | 21.2418 | 1.6768
66.7506 | 73.9288 | 32.7977 | 55.2288 | 10.0104
53.3122 | 66.8482 | 13.3987 | 20.6699 | 1.6442
63.334 | 70.4521 | 26.8382 | 43.7092 | 6.7334
64.8848 | 75.6562 | 25.6127 | 37.7218 | 6.355
60.9341 | 71.9317 | 24.5438 | 39.8693 | 6.1955
65.1348 | 79.3149 | 25.7534 | 40.6318 | 5.7734
64.0251 | 80.9187 | 20.7879 | 32.4074 | 3.6674
47.244 | 56.9862 | 10.2996 | 18.366 | 1.0158
49.1319 | 55.3377 | 13.283 | 25.2451 | 1.9267
46.0049 | 53.6892 | 10.3731 | 18.1699 | 0.80882
80.0537 | 89.8018 | 56.3084 | 66.7134 | 21.131
44.6895 | 48.7447 | 11.152 | 20.8683 | 1.1788
76.4297 | 84.8523 | 52.2082 | 63.2353 | 20.1094
48.1404 | 54.8501 | 14.6475 | 29.2717 | 1.7468
73.8523 | 83.7639 | 41.2426 | 51.5873 | 14.1768
47.4304 | 54.5907 | 11.72 | 21.3352 | 1.1496
80.2968 | 90.8618 | 51.9336 | 62.2004 | 18.9588
48.3738 | 56.8109 | 13.9667 | 26.2838 | 1.8985
52.2973 | 60.4316 | 16.5558 | 28.6648 | 2.9645
65.5637 | 78.3497 | 26.6919 | 40.6046 | 6.7164
56.4906 | 67.6107 | 17.7378 | 28.2135 | 3.2816
70.3159 | 82.4135 | 26.7792 | 34.7495 | 6.5995
52.4816 | 64.9964 | 12.4353 | 22.0588 | 1.0485
56.393 | 66.5275 | 17.1364 | 31.1002 | 2.249
83.7788 | 93.1009 | 61.7336 | 71.5686 | 26.9316
61.2453 | 70.0436 | 22.8389 | 38.9823 | 5.3688
78.8467 | 93.3914 | 41.4011 | 53.6765 | 11.5128
67.3566 | 75.7202 | 34.4227 | 52.1786 | 11.6512
74.1071 | 84.3189 | 41.6997 | 50.7003 | 13.6632
49.4077 | 66.8301 | 10.3804 | 18.573 | 0.6604
51.8995 | 58.0247 | 15.3935 | 26.2255 | 2.6791
40.5093 | 52.4691 | 7.2122 | 14.0523 | 0.48793
65.0327 | 73.9954 | 29.0782 | 46.7865 | 8.086
62.2617 | 72.9121 | 24.1353 | 39.951 | 5.8687
34.9571 | 43.573 | 4.1088 | 8.1699 | 0
75.6303 | 85.5016 | 46.59 | 55.9757 | 16.6803
76.1057 | 83.6166 | 47.9357 | 61.9608 | 16.4025
55.8994 | 63.1173 | 18.573 | 33.0882 | 3.8739
62.0847 | 77.6779 | 20.6938 | 32.1895 | 3.5335
64.4846 | 76.5523 | 25.5379 | 42.402 | 6.233
67.7832 | 81.4028 | 26.7316 | 39.7603 | 6.1728
49.0251 | 58.8453 | 12.9167 | 21.9608 | 1.6993
41.8051 | 53.9579 | 6.4542 | 11.8736 | 0.32907
50.1478 | 57.589 | 14.2604 | 24.183 | 2.3051
54.2814 | 63.6996 | 17.0285 | 31.9795 | 1.9044
48.6417 | 62.0189 | 10.9409 | 19.1993 | 1.0451
48.2649 | 53.8956 | 12.0545 | 22.9692 | 1.0154
56.5655 | 67.6047 | 17.8014 | 31.1547 | 3.2929
66.0247 | 78.3432 | 27.3634 | 43.6508 | 7.0709
51.6282 | 62.7607 | 10.7649 | 19.9813 | 0.51937
79.4299 | 88.0961 | 51.4502 | 64.2702 | 20.0254
79.013 | 89.7552 | 46.1601 | 66.2465 | 15.0444
68.2326 | 80.8206 | 24.5615 | 35.5556 | 3.5512
53.8081 | 65.7105 | 17.2045 | 29.3573 | 2.7551
52.5327 | 65.6085 | 14.7798 | 26.0504 | 1.9647
83.4286 | 93.6214 | 64.0387 | 71.4597 | 29.5389
75.2179 | 83.8901 | 42.3793 | 58.1699 | 14.0114
54.5457 | 69.2871 | 14.6923 | 22.2767 | 2.224
62.7791 | 73.6928 | 23.602 | 38.2353 | 5.6963
52.5701 | 62.3457 | 16.0948 | 28.3497 | 2.8425
54.9871 | 65.3232 | 17.1262 | 27.2059 | 3.2952
78.9352 | 89.3246 | 41.9608 | 61.6993 | 13.2707
71.3008 | 82.5829 | 34.8856 | 52.1786 | 11.0884
44.7222 | 55.6863 | 9.1748 | 16.1438 | 0.58824
67.4564 | 80.6282 | 29.3505 | 44.0359 | 7.9419
68.0964 | 85.2941 | 24.0786 | 30.8279 | 5.7099
68.1489 | 83.2244 | 24.5721 | 41.7834 | 4.5285
67.3284 | 79.6151 | 27.9303 | 44.902 | 7.3393
72.1269 | 84.3137 | 31.9036 | 44.6623 | 6.9626
56.8151 | 66.5154 | 18.8362 | 33.4423 | 3.706
59.8312 | 67.7832 | 21.2623 | 36.5196 | 4.0816
59.9226 | 74.3075 | 19.7401 | 32.4463 | 2.3654
60.723 | 69.6805 | 24.882 | 38.8889 | 4.7613
87.7968 | 93.8489 | 53.9243 | 78.6275 | 15.3459
66.4157 | 77.0204 | 28.4819 | 47.619 | 7.6642
87.4365 | 96.5142 | 66.9299 | 76.6885 | 31.1728
53.3687 | 60.61 | 17.5 | 29.8693 | 3.5893
71.4188 | 84.626 | 33.8562 | 52.3529 | 8.3878
73.7983 | 83.7781 | 39.0829 | 52.6961 | 12.4455
62.0949 | 71.6322 | 25.5549 | 42.1569 | 6.747
65.3912 | 76.7066 | 28.1976 | 43.9542 | 7.8454
72.3516 | 81.9808 | 37.9391 | 64.2974 | 13.1536
80.7462 | 87.9158 | 59.6215 | 71.7647 | 24.6841
61.5721 | 75.1375 | 18.7636 | 31.6527 | 3.3594
57.0643 | 72.687 | 13.701 | 20.7843 | 1.348
51.7702 | 63.5439 | 13.6029 | 24.5098 | 2.0788
62.6716 | 73.8272 | 23.7473 | 41.0458 | 5.1988
68.8803 | 78.6233 | 33.5298 | 55.8824 | 10.3603
63.7636 | 77.1242 | 22.0261 | 39.4771 | 4.0986
85.2839 | 96.3145 | 50.7217 | 62.9085 | 16.5203
73.3842 | 83.3575 | 38.5757 | 59.1503 | 12.0915
74.2978 | 86.7258 | 31.1916 | 47.9925 | 8.3003
44.4354 | 49.6611 | 9.8039 | 17.5381 | 0.93046
47.9108 | 56.9509 | 10.7104 | 18.6741 | 0.80727
77.7194 | 90.9482 | 41.2698 | 53.9216 | 13.0447
72.4319 | 82.6652 | 37.1814 | 59.4771 | 11.9308
58.7255 | 73.0428 | 18.4504 | 29.5425 | 3.8208
54.3328 | 64.3065 | 16.4406 | 28.7582 | 2.5327
85.1089 | 92.8105 | 63.7963 | 76.0784 | 27.9003
59.2028 | 67.6522 | 20.5785 | 35.1074 | 4.3301
59.9877 | 71.4869 | 18.75 | 32.8431 | 2.7165
75.7135 | 87.1532 | 40.817 | 58.3007 | 13.1427
69.2429 | 82.382 | 28.6029 | 45.098 | 7.2467
87.5499 | 95.8485 | 68.9996 | 76.7974 | 33.3379
82.0997 | 91.0167 | 57.2576 | 67.6471 | 24.5452
45.8469 | 55.7008 | 9.4907 | 16.9935 | 0.79997
55.8324 | 67.0298 | 16.5101 | 28.7037 | 2.8186
39.8829 | 47.7366 | 6.4815 | 12.2549 | 0.23375
71.4052 | 79.8596 | 37.3956 | 51.0893 | 9.5815
54.7431 | 66.3157 | 16.9299 | 30.5011 | 2.7914
81.1275 | 91.4427 | 50.6173 | 65.5773 | 18.6411
69.8983 | 84.0595 | 31.5813 | 48.2571 | 7.6661
70.5202 | 78.5645 | 37.441 | 65.1416 | 13.5621
75.354 | 86.0058 | 43.6084 | 54.0523 | 14.8693
81.3884 | 92.9496 | 51.7928 | 64.1068 | 16.4397
51.9948 | 59.0777 | 18.4947 | 33.1699 | 3.959
70.3606 | 83.5253 | 32.2985 | 50.5135 | 7.5475
58.5966 | 68.7001 | 22.0452 | 36.4924 | 5.4149
85.6504 | 96.2116 | 62.2662 | 70.1525 | 24.1127
83.0338 | 93.2583 | 62.1097 | 71.1329 | 26.1302
83.927 | 94.0523 | 59.6106 | 70.719 | 24.9564
51.7293 | 62.7959 | 13.3469 | 25.2941 | 1.299
47.2358 | 51.9245 | 11.2609 | 21.024 | 0.93954
75.2451 | 89.4093 | 34.2683 | 49.4553 | 9.3682
64.6378 | 76.519 | 25.9985 | 42.0479 | 6.7175
83.1665 | 93.2462 | 49.9013 | 72.1405 | 17.453
68.691 | 84.7131 | 23.8335 | 32.6797 | 3.7173
46.0103 | 50.3359 | 9.8482 | 17.7288 | 0.68423
82.6968 | 93.2008 | 60.2465 | 69.6895 | 22.6886
71.5005 | 84.6924 | 30.9913 | 46.3585 | 8.2439
68.2676 | 84.0077 | 24.0216 | 34.7339 | 5.3066
68.9645 | 81.1184 | 25.6196 | 41.2582 | 5.2696
68.608 | 77.2279 | 31.997 | 43.0906 | 9.8798
69.7338 | 79.6569 | 26.2425 | 42.402 | 5.5658
55.2061 | 63.5318 | 15.7407 | 26.2527 | 2.2377
75.6922 | 88.9918 | 37.3684 | 57.4619 | 9.7767
80.4648 | 90.3534 | 58.6737 | 68.6275 | 23.1981
82.3007 | 91.8906 | 60.3894 | 70.2614 | 25.5152
56.9581 | 68.2099 | 17.84 | 34.3137 | 2.4805
70.6041 | 84.6587 | 30.5624 | 45.7516 | 8.3787
58.3279 | 68.0174 | 22.0316 | 37.5163 | 5.1062
84.535 | 95.4248 | 59.4158 | 67.9739 | 21.4563
76.1516 | 87.0993 | 43.4582 | 56.5826 | 13.7352
82.7115 | 93.7061 | 45.5882 | 64.5969 | 13.4214
84.0959 | 91.6727 | 49.7141 | 71.1329 | 16.3444
76.7783 | 87.4001 | 47.8922 | 57.1895 | 15.591
75.2042 | 85.7571 | 43.3585 | 53.4314 | 14.8489
69.1653 | 77.5236 | 28.3463 | 39.3791 | 6.9513
64.5289 | 78.2407 | 24.5166 | 39.134 | 5.7496
71.7593 | 82.1351 | 38.0719 | 49.5915 | 12.0472
71.092 | 83.2516 | 34.6099 | 53.1863 | 10.9239
61.8907 | 73.8925 | 22.3312 | 37.8268 | 4.5139
76.4025 | 85.4847 | 41.3297 | 65.1961 | 13.4736
75.1171 | 86.8845 | 37.7669 | 56.4052 | 10.9831
42.1886 | 45.9332 | 8.3038 | 16.1765 | 0.46523
53.7287 | 66.6727 | 11.8192 | 21.4597 | 0.87373
67.1875 | 79.3119 | 30.1096 | 45.8333 | 8.6261
68.0419 | 77.4147 | 30.3468 | 49.0196 | 8.4377
61.0411 | 71.8539 | 23.2298 | 39.1223 | 5.7267
53.4019 | 62.0491 | 15.9246 | 29.1939 | 2.3466
47.4843 | 59.5861 | 10.5835 | 17.2386 | 1.1846
47.9711 | 58.7751 | 11.4969 | 19.0632 | 1.3844
87.0416 | 95.5822 | 66.3853 | 73.8562 | 30.9595
53.2748 | 65.2505 | 13.0447 | 19.9891 | 1.1461
81.8301 | 93.74 | 53.2925 | 60.719 | 17.2549
56.2072 | 68.7364 | 18.8784 | 31.8394 | 3.4002
47.2495 | 52.0576 | 13.2058 | 23.8562 | 2.2581
83.8303 | 95.0527 | 56.5598 | 67.9739 | 19.4376
54.6043 | 65.5877 | 18.1373 | 33.4734 | 2.84
65.9926 | 76.6885 | 27.8595 | 44.7712 | 6.9036
69.5289 | 81.0167 | 31.8464 | 49.4771 | 8.701
46.9975 | 52.7052 | 11.6217 | 21.732 | 1.154
76.9982 | 89.6514 | 50.8068 | 59.8039 | 17.0445
54.5915 | 66.8555 | 11.4679 | 20.6536 | 0.81155
66.9662 | 74.4839 | 27.9178 | 47.8058 | 6.7344
80.0586 | 94.1842 | 43.8907 | 56.9172 | 10.9591
83.4786 | 89.7119 | 51.6658 | 74.9455 | 19.3854
74.7549 | 85.595 | 38.8052 | 61.9981 | 10.5898
49.966 | 56.8264 | 12.5658 | 24.0196 | 0.89188
74.8332 | 83.5058 | 43.3687 | 60.2941 | 14.1136
57.9827 | 70.797 | 16.9118 | 27.9412 | 2.8152
60.5976 | 66.5059 | 23.5333 | 41.3632 | 5.7462
70.6046 | 81.5977 | 31.6585 | 50.4575 | 8.6574
67.1387 | 79.2907 | 30.1334 | 46.1874 | 8.5376
57.0067 | 69.198 | 13.3209 | 21.3352 | 0.90842
68.2258 | 79.1152 | 28.2839 | 39.6514 | 6.8968
58.8562 | 71.496 | 17.018 | 31.1111 | 2.2794
44.6351 | 46.8773 | 9.439 | 17.6471 | 0.5256
60.5003 | 70.0695 | 20.7322 | 33.8002 | 3.1941
75.7217 | 90.0508 | 36.3607 | 53.0501 | 10.4825
77.6825 | 86.1353 | 54.7749 | 62.9085 | 20.1729
50.2996 | 63.7411 | 12.2841 | 21.2418 | 1.6087
56.7924 | 66.7817 | 16.8414 | 28.5403 | 2.7778
59.8005 | 66.4942 | 24.0434 | 41.3399 | 6.7436
54.7204 | 70.1404 | 13.8571 | 23.6383 | 1.6068
62.6123 | 74.7277 | 23.3694 | 38.5621 | 5.5794
63.6819 | 75.7226 | 22.9058 | 37.5163 | 4.5289
63.0773 | 74.183 | 26.5169 | 43.9216 | 7.0752
51.3458 | 63.2958 | 13.78 | 23.9107 | 1.87
51.7225 | 62.0673 | 16.6894 | 31.4815 | 2.5871
62.8568 | 73.1808 | 25.9804 | 41.6993 | 7.4428
55.6645 | 67.0609 | 17.6373 | 30.4855 | 3.3419
71.9798 | 81.5541 | 37.3094 | 61.7647 | 11.7947
49.7912 | 60.3365 | 14.1885 | 23.9651 | 2.4056
66.0461 | 80.2054 | 23.8932 | 32.9599 | 2.7175
63.422 | 76.9478 | 21.8799 | 34.6872 | 4.8144
71.9363 | 84.4808 | 33.6901 | 51.5686 | 9.5507
58.7146 | 73.6323 | 15.827 | 29.0305 | 1.8133
73.5566 | 83.6783 | 34.5997 | 59.8856 | 8.9971
90.6127 | 97.1605 | 75.4303 | 84.183 | 42.9303
54.5343 | 61.3653 | 18.228 | 33.6601 | 3.2816
66.3444 | 81.1184 | 23.5793 | 32.8976 | 5.3967
63.6204 | 80.5322 | 18.8453 | 27.9645 | 1.9102
85.831 | 95.0877 | 62.1985 | 74.8833 | 24.9008
74.2219 | 85.2319 | 39.6709 | 53.3613 | 13.1147
81.25 | 91.0766 | 59.6473 | 69.0359 | 22.3175
56.2806 | 70.2977 | 14.3621 | 24.0196 | 1.9608
63.2727 | 79.8747 | 20.1151 | 29.7386 | 3.9931
50.7236 | 65.567 | 10.1443 | 18.1139 | 0.9162
85.63 | 94.6139 | 66.6077 | 75.0545 | 31.6721
59.1601 | 72.2378 | 17.4895 | 29.7386 | 3.017
62.9493 | 71.7623 | 28.4132 | 47.3856 | 8.4105
58.6295 | 69.4898 | 17.9977 | 29.6569 | 2.8322
61.8623 | 69.7168 | 27.3443 | 47.3856 | 7.598
88.477 | 95.3341 | 69.6078 | 82.4346 | 36.4209
44.0802 | 48.9198 | 10.1137 | 18.4641 | 0.8238
49.2647 | 56.8337 | 11.7538 | 21.1765 | 1.0893
74.6923 | 83.9724 | 41.0349 | 57.5817 | 10.7081
52.7823 | 60.2154 | 16.1765 | 28.6492 | 2.7914
53.8308 | 60.9296 | 17.6244 | 30.0654 | 3.6992
75.3949 | 83.9506 | 45.679 | 57.2985 | 15.3822
75.8351 | 85.2215 | 36.9281 | 60.4575 | 10.4212
42.9739 | 51.8155 | 8.3016 | 15.6863 | 0.63544
51.9926 | 67.3566 | 13.7958 | 22.7124 | 2.0243
56.9671 | 63.435 | 21.7683 | 37.2549 | 4.6932
58.0093 | 69.6369 | 19.793 | 37.451 | 2.7288
79.1639 | 91.2491 | 44.6133 | 58.1699 | 13.8971
70.3091 | 81.3181 | 33.7282 | 51.5523 | 10.0728
52.6443 | 62.6144 | 15.5419 | 26.6013 | 2.5899
70.7471 | 79.7628 | 34.6814 | 50.1089 | 6.8991
59.7721 | 70.4551 | 23.2162 | 37.037 | 5.5374
49.8616 | 56.2031 | 12.9902 | 23.6928 | 1.6862
82.9847 | 93.1373 | 52.5082 | 69.8039 | 19.2239
67.276 | 84.0777 | 24.4179 | 37.9902 | 5.3717
47.1296 | 57.7269 | 9.3328 | 17.3856 | 0.47658
43.8907 | 50.2905 | 9.4363 | 16.3399 | 0.7943
70.401 | 83.5603 | 30.8109 | 44.1993 | 8.7997
55.7258 | 64.3549 | 17.8536 | 33.6601 | 2.7392
64.9938 | 79.4273 | 23.1695 | 36.0411 | 5.4933
55.0599 | 63.0138 | 19.5833 | 32.549 | 4.4499
78.3327 | 87.2095 | 54.1565 | 62.8268 | 17.933
79.1508 | 89.9116 | 39.1022 | 58.4967 | 10.8047
58.3356 | 71.2418 | 17.6811 | 29.1394 | 3.6697
71.5096 | 79.5933 | 40.0463 | 62.3094 | 14.6378
75.712 | 89.1897 | 39.595 | 50.0467 | 8.5376
56.5632 | 68.8937 | 17.697 | 27.0153 | 3.7219
55.787 | 68.7182 | 17.4496 | 28.2135 | 3.4223
75.889 | 88.448 | 39.667 | 59.1503 | 12.2977
69.3873 | 80.9877 | 31.5714 | 41.7647 | 4.616
58.0372 | 68.1645 | 19.7474 | 33.9869 | 3.9386
55.3717 | 68.3733 | 16.1265 | 26.9608 | 2.7142
74.0832 | 87.8601 | 39.9646 | 47.1678 | 9.3001
77.1923 | 89.5425 | 47.2041 | 60.0218 | 13.3805
88.8072 | 96.7248 | 68.238 | 77.9739 | 30.3486
63.511 | 76.9789 | 24.7685 | 36.1928 | 6.1172
66.1111 | 76.6885 | 30.0517 | 45.3595 | 8.0474
43.7046 | 54.6236 | 8.9325 | 15.5773 | 0.67175
85.5438 | 95.6911 | 62.972 | 73.7473 | 26.4797
50.4267 | 54.5752 | 16.6803 | 29.3028 | 3.2226
82.707 | 91.9329 | 46.6117 | 69.0632 | 15.0349
65.3342 | 73.0781 | 26.7254 | 49.4398 | 5.9193
66.7756 | 78.976 | 29.439 | 44.6623 | 8.1382
46.7359 | 56.6241 | 11.5099 | 20.8217 | 1.1418
63.7411 | 74.4527 | 25.9823 | 46.7787 | 5.7987
73.2344 | 87.2428 | 35.8955 | 52.5054 | 10.1965
50.7625 | 56.2878 | 15.5955 | 27.6688 | 2.8799
55.8551 | 68.4822 | 16.618 | 27.9645 | 2.4432
57.5254 | 71.968 | 15.448 | 25.9259 | 2.3602
70.1117 | 86.4198 | 27.805 | 42.8758 | 5.5746
83.4777 | 90.9877 | 62.7478 | 74.7712 | 29.3355
80.5601 | 91.818 | 43.5639 | 59.0414 | 14.9283
67.5018 | 78.153 | 28.2317 | 38.4532 | 7.0579
57.9657 | 67.1206 | 20.3159 | 35.9477 | 4.6092
64.8829 | 81.1728 | 21.9567 | 34.8584 | 4.1553
68.4606 | 77.1786 | 31.1479 | 42.6471 | 7.033
64.8591 | 80.3105 | 23.1345 | 34.5588 | 5.0381
71.5305 | 79.9274 | 40.9913 | 53.3987 | 10.9722
72.313 | 82.7403 | 38.2534 | 48.6928 | 9.5089
80.7212 | 92.9073 | 47.9257 | 57.3529 | 16.0834
53.5857 | 62.7209 | 17.3384 | 30.0654 | 3.5766
84.1211 | 92.8053 | 58.5454 | 71.2418 | 25.7081
69.5091 | 79.3755 | 32.9895 | 43.1373 | 8.8099
74.9557 | 83.0792 | 39.2736 | 63.4804 | 12.0745
54.9319 | 64.2556 | 16.2309 | 26.9281 | 2.4809
48.1958 | 55.3801 | 14.1317 | 24.8911 | 2.5349
65.9858 | 81.2364 | 25.1328 | 37.6634 | 6.0934
91.8491 | 97.9739 | 69.8175 | 79.281 | 30.8687
84.0595 | 91.945 | 52.1378 | 71.6231 | 19.8076
67.2483 | 82.3944 | 25.212 | 38.6555 | 5.7462
54.1122 | 67.4413 | 15.6999 | 26.5795 | 2.3012
68.6138 | 80.8134 | 26.9417 | 35.4902 | 6.8083
60.8115 | 74.3791 | 22.4047 | 34.5752 | 5.2996
77.1067 | 84.7754 | 47.7591 | 62.8385 | 17.9661
63.2859 | 71.0032 | 28.0773 | 47.9458 | 7.8782
45.738 | 50.23 | 10.4666 | 19.6078 | 0.75799
42.7185 | 49.1285 | 8.4218 | 15.5229 | 0.46977
41.9798 | 48.8925 | 7.3019 | 13.8889 | 0.25871
64.6582 | 73.6807 | 26.8405 | 46.6231 | 6.8196
50.8695 | 64.1923 | 13.0427 | 21.3819 | 1.5834
57.2693 | 69.888 | 16.6472 | 29.5985 | 2.6436
76.5182 | 90.2687 | 38.4895 | 53.5403 | 11.826
57.6457 | 69.5261 | 18.3892 | 30.4739 | 3.302
60.3404 | 71.3145 | 17.5599 | 25.7516 | 2.8159
47.7737 | 57.5284 | 11.7851 | 21.024 | 1.0893
52.1991 | 58.2244 | 16.3841 | 29.4935 | 3.0569
88.3034 | 94.7349 | 59.3736 | 84.8366 | 24.9074
79.7885 | 91.709 | 53.9942 | 64.5969 | 17.4837
60.8138 | 76.8337 | 20.9672 | 37.037 | 2.8935
42.8824 | 52.2305 | 7.1409 | 13.8655 | 0.25482
60.6326 | 67.5433 | 24.0877 | 41.9234 | 6.0652
67.8036 | 76.4524 | 28.8297 | 38.4804 | 7.4108
86.6947 | 96.2911 | 60.6734 | 69.0476 | 23.9262
78.538 | 92.7802 | 47.3538 | 56.2092 | 13.3102
51.4343 | 60.2881 | 14.3927 | 24.9455 | 1.9245
81.0911 | 92.762 | 48.8017 | 56.8627 | 18.1009
62.2588 | 78.6596 | 20.5299 | 33.0999 | 3.1979
63.4746 | 73.4672 | 23.8231 | 39.9627 | 4.8825
64.5697 | 74.9715 | 24.0371 | 40.4762 | 5.2832
77.4464 | 85.2457 | 37.7723 | 61.329 | 9.7721
71.9998 | 84.6526 | 31.806 | 50.3813 | 8.3492
64.9004 | 78.0164 | 24.1441 | 39.3557 | 5.2268
57.867 | 69.0178 | 20.0095 | 33.0882 | 4.5581
85.2505 | 93.4931 | 57.5163 | 77.9739 | 25.1934
71.8648 | 79.0577 | 39.1544 | 62.2549 | 13.4089
62.7496 | 70.2856 | 26.9472 | 45.7516 | 6.2727
62.6128 | 71.081 | 26.9472 | 47.0121 | 7.5708
48.7859 | 65.4987 | 10.5347 | 17.6471 | 0.89188
78.0569 | 87.7572 | 38.056 | 59.6405 | 9.8879
43.4613 | 48.5548 | 10.1471 | 18.5621 | 1.0349
76.2153 | 85.285 | 44.9823 | 64.3791 | 17.1432
63.1264 | 78.1893 | 20.4884 | 34.6405 | 3.4949
91.171 | 97.6834 | 71.1492 | 80.7843 | 34.1558
64.2429 | 70.7335 | 30.3459 | 51.4379 | 8.6792
46.7388 | 61.571 | 9.8266 | 17.5381 | 0.59459
57.9984 | 70.7117 | 17.7941 | 30.3268 | 3.4559
68.1373 | 81.9971 | 28.1318 | 42.0261 | 6.4924
64.7059 | 77.6446 | 24.6324 | 38.78 | 5.9822
68.1826 | 78.6734 | 29.9882 | 46.1874 | 7.0625
66.7007 | 81.9475 | 23.8925 | 37.9085 | 4.852
64.5107 | 75.6112 | 27.0334 | 44.0087 | 7.1759
71.732 | 81.7253 | 39.7526 | 48.3193 | 9.4052
61.1088 | 74.4856 | 19.7077 | 32.4074 | 2.4782
60.9283 | 67.2373 | 23.5372 | 41.7367 | 5.186
73.4386 | 87.3033 | 34.4862 | 50.1089 | 10.2987
64.7222 | 76.6231 | 21.841 | 36.2092 | 4.4526
59.0278 | 67.175 | 22.4219 | 39.7603 | 5.4239
64.0601 | 77.2072 | 25.2587 | 39.6825 | 6.6274
67.6665 | 79.8267 | 31.6313 | 50.3268 | 7.7167
69.2927 | 81.7927 | 31.5321 | 46.4519 | 8.7029
50.6536 | 64.7331 | 12.1392 | 22.1405 | 1.2868
72.7669 | 81.6903 | 39.4233 | 61.683 | 12.7145
64.783 | 78.2982 | 24.587 | 36.2745 | 5.9323
57.1448 | 69.3433 | 17.614 | 28.3847 | 3.1124
58.8157 | 69.6234 | 21.5181 | 41.0831 | 3.2271
70.9831 | 82.4346 | 34.3716 | 52.9412 | 10.2397
71.9272 | 81.5057 | 33.322 | 48.6383 | 8.8258
50.7988 | 58.7509 | 14.4744 | 26.6885 | 2.1015
46.1635 | 57.2985 | 9.4363 | 17.5654 | 0.76253
56.4724 | 68.6335 | 15.8111 | 26.7974 | 2.5622
64.3655 | 79.1628 | 21.8818 | 35.5275 | 4.6199
74.3246 | 86.9644 | 33.9025 | 53.4641 | 7.9276
74.5351 | 83.4371 | 43.7072 | 54.8086 | 14.5911
68.4582 | 77.2072 | 28.5831 | 49.1597 | 6.9192
52.4782 | 67.0389 | 13.5621 | 21.5686 | 2.0969
68.9452 | 84.9431 | 29.1304 | 41.939 | 6.5813
70.3091 | 84.0717 | 30.6622 | 49.4553 | 7.8681
77.6144 | 91.7817 | 35.4167 | 50.4357 | 9.3455
77.4592 | 93.6093 | 35.6536 | 45.9477 | 9.439
84.9537 | 91.467 | 55.1607 | 80.8279 | 22.49
67.7035 | 80.9524 | 30.8999 | 45.9384 | 8.38
56.043 | 66.3471 | 18.7228 | 32.2222 | 3.927
81.4066 | 90.1053 | 44.8983 | 65.4684 | 14.3019
47.4673 | 58.4241 | 10.7662 | 18.3007 | 1.0893
54.439 | 66.3036 | 18.6581 | 32.598 | 4.0339
61.9213 | 75.5356 | 19.1551 | 29.7386 | 3.5812
66.3885 | 79.0072 | 26.3928 | 41.4099 | 6.7091
85.3175 | 94.5897 | 61.6441 | 71.1485 | 23.8134
79.5806 | 89.114 | 46.5251 | 68.1699 | 16.7456
75.1135 | 85.0944 | 43.3256 | 56.3725 | 14.6764
71.4624 | 82.0116 | 32.726 | 52.7451 | 9.0714
59.951 | 69.7168 | 20.5964 | 35.3595 | 4.36
65.4457 | 75.1513 | 24.9183 | 40.0871 | 5.7689
71.7014 | 84.0505 | 33.5206 | 54.902 | 9.1299
86.8691 | 96.611 | 53.8898 | 66.122 | 16.2854
70.9695 | 76.8959 | 31.997 | 57.1429 | 7.5747
72.6774 | 85.7817 | 33.1933 | 46.3119 | 9.3662
70.4203 | 85.978 | 19.4422 | 31.8627 | 2.5168
64.7603 | 79.7956 | 18.1684 | 29.7386 | 2.486
79.8032 | 88.3715 | 54.245 | 64.2157 | 21.8546
65.4602 | 77.2912 | 25.3241 | 42.9412 | 5.0218
72.933 | 84.626 | 43.543 | 50.1961 | 10.3676
63.7527 | 77.451 | 23.0256 | 35.2941 | 4.7958
73.8916 | 84.8802 | 33.5866 | 55.4902 | 8.8671
63.1614 | 73.047 | 25.0467 | 43.8842 | 6.1683
67.2852 | 78.2965 | 29.0208 | 44.5378 | 7.8918
74.9138 | 86.4803 | 42.2023 | 54.793 | 14.3564
54.8271 | 63.8798 | 19.213 | 34.1503 | 4.3505
64.1721 | 78.9397 | 23.1836 | 37.451 | 4.5425
58.5512 | 72.6943 | 15.3504 | 24.8366 | 1.8655
68.2802 | 82.8704 | 29.4152 | 47.8758 | 5.8347
83.6111 | 94.7785 | 61.5959 | 69.5425 | 22.707
52.9934 | 59.3258 | 17.0343 | 30.6645 | 3.5517
56.5473 | 70.0678 | 14.4608 | 20.8061 | 1.7452
75.9214 | 91.5033 | 38.9978 | 45.8606 | 11.3834
45.4466 | 55.0545 | 10.5229 | 18.2353 | 1.2228
56.3508 | 67.9012 | 17.3775 | 29.7386 | 3.0855
49.0332 | 54.793 | 13.7663 | 25.2451 | 2.2297
52.2195 | 69.6986 | 11.8736 | 19.6078 | 1.0212
84.73 | 95.5078 | 57.849 | 64.5658 | 20.2926
79.5044 | 91.6485 | 37.3312 | 56.6013 | 8.7663
84.4304 | 94.2214 | 64.1379 | 73.0159 | 26.2586
57.3218 | 72.8706 | 15.2447 | 24.2297 | 2.4296
81.3113 | 92.8105 | 50.9123 | 61.8464 | 16.2446
55.8473 | 67.59 | 15.8147 | 28.5247 | 2.2856
75.7285 | 88.3624 | 43.1951 | 53.7582 | 13.2081
72.8295 | 85.1997 | 35.4984 | 50.7843 | 9.2865
76.221 | 88.7194 | 36.211 | 53.8126 | 10.3622
79.5547 | 92.4383 | 51.6408 | 61.6013 | 17.773
70.1743 | 82.992 | 32.6198 | 51.7647 | 8.7582
65.2 | 78.4677 | 21.3624 | 35.2007 | 4.2989
65.6104 | 76.3668 | 26.883 | 48.5994 | 5.7637
52.0534 | 62.4837 | 15.2914 | 27.1242 | 2.6389
75.5836 | 86.8295 | 40.8555 | 54.1083 | 12.6867
56.5133 | 65.6379 | 16.0312 | 28.4314 | 2.6825
86.986 | 96.0694 | 67.8922 | 77.3693 | 32.7444
83.1855 | 93.2203 | 57.4716 | 69.0943 | 20.74
73.7084 | 81.6527 | 42.4059 | 55.8824 | 14.8168
74.4621 | 84.9734 | 33.3447 | 53.8671 | 8.0769
59.8005 | 66.3036 | 25.2587 | 43.6275 | 6.8423
51.5904 | 60.5156 | 14.9646 | 26.0131 | 2.6089
54.9681 | 65.1831 | 15.8575 | 25.2101 | 2.8809
73.7745 | 86.3532 | 44.3355 | 53.268 | 12.0166
53.5598 | 61.2719 | 14.6534 | 25.3035 | 2.0542
72.3066 | 82.4328 | 37.0779 | 48.6928 | 11.4216
54.6523 | 61.8373 | 18.4595 | 33.6601 | 3.3678
68.1123 | 86.2443 | 23.1118 | 33.2789 | 4.3346
73.3088 | 82.3457 | 40.2887 | 48.9542 | 11.4379
50.4448 | 64.1249 | 13.022 | 23.3115 | 1.9789
40.9878 | 55.8305 | 5.3299 | 9.944 | 0.0097261
36.5877 | 45.347 | 5.0887 | 9.9907 | 0.04085
73.6765 | 85.6572 | 37.244 | 50.719 | 9.5207
37.8813 | 46.0603 | 6.1592 | 11.9826 | 0.056736
46.3916 | 51.2346 | 10.9263 | 20.8683 | 1.0757
56.2205 | 69.0269 | 18.2961 | 29.7386 | 3.6878
62.5708 | 73.5948 | 25.2751 | 41.9608 | 6.0485
45.5792 | 54.3573 | 11.7375 | 22.2222 | 1.7838
79.9769 | 92.6471 | 54.9973 | 63.4804 | 20.2444
56.9464 | 70.915 | 16.9974 | 28.8049 | 2.2701
90.0113 | 96.2444 | 68.2306 | 75.5836 | 32.1623
59.2093 | 70.7879 | 20.7789 | 33.1699 | 4.3686
81.6131 | 92.0358 | 49.2602 | 67.756 | 18.5185
83.1291 | 94.9256 | 58.8303 | 66.0131 | 22.995
80.4684 | 89.9927 | 55.4984 | 64.5098 | 21.8927
53.0002 | 61.6981 | 15.5433 | 26.9608 | 2.7846
57.387 | 72.5369 | 15.6205 | 27.342 | 1.7588
62.4105 | 74.6447 | 24.3017 | 40.8964 | 5.9641
81.0934 | 89.2157 | 48.7881 | 70.6972 | 18.6615
59.552 | 70.7607 | 22.675 | 37.5 | 5.8892
49.124 | 64.8874 | 10.2215 | 18.3007 | 0.74891
63.387 | 76.7455 | 23.3135 | 41.2232 | 4.2698
51.562 | 59.7884 | 14.239 | 27.7778 | 1.5698
70.2115 | 78.4314 | 28.5494 | 36.7102 | 7.1941
45.2376 | 57.7977 | 8.9631 | 15.8497 | 0.44594
47.4083 | 57.48 | 12.5999 | 22.7669 | 2.342
51.5795 | 62.0824 | 13.0106 | 23.2843 | 1.3719
68.2353 | 79.0051 | 26.8546 | 43.9216 | 6.1765
82.2059 | 93.5802 | 58.72 | 65.0327 | 22.0588
54.4867 | 63.5712 | 17.5313 | 30.9641 | 3.0569
43.5957 | 49.0317 | 9.7585 | 17.5381 | 0.98039
77.4873 | 86.2443 | 42.4542 | 68.3551 | 13.9502
74.4336 | 83.3115 | 41.6367 | 54.3137 | 13.1454
77.5962 | 89.3367 | 41.1719 | 52.1786 | 12.8813
71.033 | 82.5587 | 29.97 | 48.9107 | 7.8522
6376.883
#DIV/0!